## Values that passed
Test subsmission
Parameters
Consunmption: | 450 | L/day
Subsystem | Component | Input
Rainwater Collection | Roof Catchment | Full Roof
| Additional Catchment | 0
| Collection Tank | 10000
Storage | Storage Tank Volume | 25
| Storage Tank X | 10
| Storage Tank Y | -23
| Storage Tank Z | 10
| Storage Tank Tower | 0
Pump | Pump | Pump B
Filtration | Filter Location | Down
| 1 um Filter | 1
| 5 um Filter | 1
| 200 um Bag Filter | 1
Disinfection | UV Disinfection | 36W
| Chemical Disinfection | Ozone
Power System | Power Strategy | Generator
| Number of Batteries | 4
Option A: Solar Power | Solar Panel Model | N/A
| Quantity of Panels | N/A
| Inverter | N/A
Option B: Generator | Diesel Generator | 1

## Parameters and Satisfaction
Parameters
Consumption: | 620 | L/day
Subsystem | Component | Input | Notes | Attribute | Value | Min Value | Max Value | Weight | Satisfaction | !! Warnings / Checks !!
Rainwater Collection | Roof Catchment | Full Roof |  | Consumption | 620 | 160 | 620 | 15% | 100% | :)
| Additional Catchment | 100 |  | Relative Cost | 72.25% | 20% | 105% | 20% | 32.37% | :)
| Collection Tank | 10000 |  | Health & Environmental Risk Exposure | 22.8414 | 0 | 32 | 15% | 18.89% | :)
Storage | Storage Tank Volume | 35 |  | Power System GHG Emissions | 49.1% | 20% | 100% | 10% | 70.76% | :)
| Storage Tank X | 20 |  | Maintenance Occurences | 54.0865 | 15 | 75 | 10% | 27.1% | :)
| Storage Tank Y | -23 |  | On Demand Flow Rate | 32.4589 | 15 | 40 | 15% | 79.18% | :)
| Storage Tank Z | 15 |  | Reliability | 359.8 | 235 | 365 | 15% | 99.61% | :)
| Storage Tank Tower | 0
Pump | Pump | Pump B | :)
Filtration | Filter Location | Down |  | Total Satisfaction | 60.91%
| 1 um Filter | 1
| 5 um Filter | 1
| 200 um Bag Filter | 1
Disinfection | UV Disinfection | 50W | :)
| Chemical Disinfection | Chlorine
Power System | Power Strategy | Solar
| Number of Batteries | 1
Option A: Solar Power | Solar Panel Model | HES-260
| Quantity of Panels | 4
| Inverter | 1
Option B: Generator | Diesel Generator | 0
PRESSURE LOSSES HERE | 106188.1793 | Pa
Cf Value | 14624
FLOWRATE HERE | 32.4589 | L/min
DAYS MISSED (in all 5 yrs) | 26 | days
Filtration | Cf | 14624
='Parameters and Satisfaction'!C7 *( 1000 *9.81*'Parameters and Satisfaction'!C11 +'Parameters and Satisfaction'!A27

## Cost Calculations
Initial Costs |  |  |  | Ongoing Costs |  | * should add cost for ozone and 50W UV bulb
Component | Quantity | Cost per unit | Cost
Roof Catchment | Full Roof | N/A | 350 | Cost Source/Cause | Quantity | Cost per unit | Whole # purchases | Cost / Whole # purchase | Cost
Additonal Catchment | 100 | 150 | 15000 | Fail Days | 26 | 75 |  |  | 1950
Collection Tank | 10000 | N/A | 2000 | Diesel Fuel | 672.2473 |  | 7 | 325 | 2275
Storage Tank Volume | 35 | 275 | 9625 | Oil Changes | 2 |  | 2 | 50 | 100
Storage Tank Height | 0 | N/A | 2902.1861 | Replacement Bulbs | 5 | 110 |  |  | 550
Piping | 33.9706 | 45 | 1528.6759 | Ozone | N/A any energy costs will be encompassed elsewhere
Pump | Pump B | N/A | 1250 | Chlorine | 538.3279 | 33.3333 | 180 | 100 | 18000
1um Filter | 1 | 125 | 125 | 1um Filters | 55.614 |  | 55 | 75 | 4125
5um Filter | 1 | 110 | 110 | 5um Filters | 55.614 |  | 55 | 60 | 3300
20um Filter | 1 | 100 | 100 | 20um Filters | 55.614 |  | 55 | 50 | 2750
UV | 50W | N/A | 750 | Pump Replacements | 1591.1277 |  | 0 | 1250 | 0
Chemical | Chlorine | N/A | 700
Number of Batteries | 1 | 390 | 390
Solar Panel Type | HES-260 | N/A
Solar Panel Number | 4 | 500 | 2000
Inverter | 1 | 2369 | 2369
Generator | 0 | 3250 | 0
Total Initial Cost |  |  | 39199.862 | Total Ongoing Cost: |  |  |  |  | 33050
Total Cost | 72249.862
Comparison Standard | 100000
Relative Cost | 72.25%

## Water Stuff
Constants | [6 empty] | 10
|  |  | Total Days Missed: | 26 |  | Year 1 |  | Days Missed: | 0 |  |  |  | Year 2 |  | Days Missed: | 26 |  | Pump running hours | Day Missed? | Year 3 |  | Days Missed: | 0 |  |  |  | Year 4 |  | Days Missed: | 0 |  |  |  | Year 5 |  | Days Missed: | 0
Consumption | 0.62 | m^3 |  |  |  | Water Caught (m^3) | Water Collected (m^3) | Water Consumed | Net Water Increase/Decrease | Water Stored (end of day) | Pump running hours | Day Missed? | Water Caught (m^3) | Water Collected (m^3) | Water Consumed | Net Water Increase/Decrease | Water Stored (end of day) |  |  | Water Caught (m^3) | Water Collected (m^3) | Water Consumed | Net Water Increase/Decrease | Water Stored (end of day) | Pump running hours | Day Missed? | Water Caught (m^3) | Water Collected (m^3) | Water Consumed | Net Water Increase/Decrease | Water Stored (end of day) | Pump running hours | Day Missed? | Water Caught (m^3) | Water Collected (m^3) | Water Consumed | Net Water Increase/Decrease | Water Stored (end of day) | Pump running hours | Day Missed?
Catchment Area | 200 | m^2 | Total Pump Run Hours | 1591.1277 | 2022-01-01 | 3.76 | 3.76 | 0 | 3.76 | 3.76 | 2.2227 | 0 | 1.56 | 1.56 | 0.62 | 0.94 | 33.46 | 0.92217 | 0 | 2.2199 | 2.2199 | 0.62 | 1.5999 | 33.8599 | 1.3123 | 0 | 0 | 0 | 0.62 | -0.62 | 30.6164 | 0 | 0 | 2.9534 | 2.9534 | 0.62 | 2.3334 | 35 | 1.7459 | 0
Collection Tank | 10 | m^3 |  |  | 2022-01-02 | 3.96 | 3.96 | 0 | 3.96 | 7.72 | 2.3409 | 0 | 0.2 | 0.2 | 0.62 | -0.42 | 33.04 | 0.11823 | 0 | 4.9661 | 4.9661 | 0.62 | 4.3461 | 35 | 2.9357 | 0 | 0 | 0 | 0.62 | -0.62 | 29.9964 | 0 | 0 | 5.2663 | 5.2663 | 0.62 | 4.6463 | 35 | 3.1131 | 0
Storage Tank Volume | 35 | m^3 |  |  | 2022-01-03 | 0 | 0 | 0 | 0 | 7.72 | 0 | 0 | 2.68 | 2.68 | 0.62 | 2.06 | 35 | 1.5842 | 0 | 0 | 0 | 0.62 | -0.62 | 34.38 | 0 | 0 | 3.3335 | 3.3335 | 0.62 | 2.7135 | 32.7098 | 1.9706 | 0 | 1.6526 | 1.6526 | 0.62 | 1.0326 | 35 | 0.9769 | 0
Cf total up to storage | 0 |  |  |  | 2022-01-04 | 0 | 0 | 0 | 0 | 7.72 | 0 | 0 | 12.84 | 10 | 0.62 | 9.38 | 35 | 5.9114 | 0 | 0 | 0 | 0.62 | -0.62 | 33.76 | 0 | 0 | 12.4208 | 10 | 0.62 | 9.38 | 35 | 5.9114 | 0 | 1.4554 | 1.4554 | 0.62 | 0.83543 | 35 | 0.86036 | 0
K |  |  |  |  | 2022-01-05 | 0 | 0 | 0 | 0 | 7.72 | 0 | 0 | 6.44 | 6.44 | 0.62 | 5.82 | 35 | 3.8069 | 0 | 1.6922 | 1.6922 | 0.62 | 1.0722 | 34.8322 | 1.0003 | 0 | 3.895 | 3.895 | 0.62 | 3.275 | 35 | 2.3025 | 0 | 2.9107 | 2.9107 | 0.62 | 2.2907 | 35 | 1.7206 | 0
rho |  |  |  |  | 2022-01-06 | 1 | 1 | 0 | 1 | 8.72 | 0.59114 | 0 | 0.56 | 0.56 | 0.62 | -0.06 | 34.94 | 0.33104 | 0 | 0 | 0 | 0.62 | -0.62 | 34.2122 | 0 | 0 | 0 | 0 | 0.62 | -0.62 | 34.38 | 0 | 0 | 0 | 0 | 0.62 | -0.62 | 34.38 | 0 | 0
g |  |  |  |  | 2022-01-07 | 4.08 | 4.08 | 0 | 4.08 | 12.8 | 2.4118 | 0 | 0 | 0 | 0.62 | -0.62 | 34.32 | 0 | 0 | 5.285 | 5.285 | 0.62 | 4.665 | 35 | 3.1242 | 0 | 0.87479 | 0.87479 | 0.62 | 0.25479 | 34.6348 | 0.51712 | 0 | 6.9101 | 6.9101 | 0.62 | 6.2901 | 35 | 4.0848 | 0
Tank Height |  |  |  |  | 2022-01-08 | 4.96 | 4.96 | 0 | 4.96 | 17.76 | 2.932 | 0 | 0 | 0 | 0.62 | -0.62 | 33.7 | 0 | 0 | 2.1867 | 2.1867 | 0.62 | 1.5667 | 35 | 1.2926 | 0 | 0 | 0 | 0.62 | -0.62 | 34.0148 | 0 | 0 | 0.15775 | 0.15775 | 0.62 | -0.46225 | 34.5378 | 0.093253 | 0
Pipe Length |  |  |  |  | 2022-01-09 | 6.8 | 6.8 | 0 | 6.8 | 24.56 | 4.0197 | 0 | 0.16 | 0.16 | 0.62 | -0.46 | 33.24 | 0.094582 | 0 | 4.8561 | 4.8561 | 0.62 | 4.2361 | 35 | 2.8706 | 0 | 0 | 0 | 0.62 | -0.62 | 33.3948 | 0 | 0 | 3.6538 | 3.6538 | 0.62 | 3.0338 | 35 | 2.1599 | 0
Pump Volume per day | 40.5997 |  |  |  | 2022-01-10 | 8.92 | 8.92 | 0 | 8.92 | 33.48 | 5.2729 | 0 | 0 | 0 | 0.62 | -0.62 | 32.62 | 0 | 0 | 7.8937 | 7.8937 | 0.62 | 7.2737 | 35 | 4.6662 | 0 | 0 | 0 | 0.62 | -0.62 | 32.7748 | 0 | 0 | 9.106 | 9.106 | 0.62 | 8.486 | 35 | 5.3829 | 0
[5 empty] | 2022-01-11 | 2.88 | 2.88 | 0 | 2.88 | 35 | 1.7025 | 0 | 0 | 0 | 0.62 | -0.62 | 32 | 0 | 0 | 0 | 0 | 0.62 | -0.62 | 34.38 | 0 | 0 | 0 | 0 | 0.62 | -0.62 | 32.1548 | 0 | 0 | 0 | 0 | 0.62 | -0.62 | 34.38 | 0 | 0
Is Pump volume per day > than collection tank? |  | y |  |  | 2022-01-12 | 10.04 | 10 | 0 | 10 | 35 | 5.9114 | 0 | 0 | 0 | 0.62 | -0.62 | 31.38 | 0 | 0 | 9.7005 | 9.7005 | 0.62 | 9.0805 | 35 | 5.7343 | 0 | 0 | 0 | 0.62 | -0.62 | 31.5348 | 0 | 0 | 6.8993 | 6.8993 | 0.62 | 6.2793 | 35 | 4.0784 | 0
[5 empty] | 2022-01-13 | 1.92 | 1.92 | 0 | 1.92 | 35 | 1.135 | 0 | 0 | 0 | 0.62 | -0.62 | 30.76 | 0 | 0 | 0 | 0 | 0.62 | -0.62 | 34.38 | 0 | 0 | 1.3422 | 1.3422 | 0.62 | 0.72216 | 32.2569 | 0.7934 | 0 | 0.1237 | 0.1237 | 0.62 | -0.4963 | 34.5037 | 0.073125 | 0
[5 empty] | 2022-01-14 | 1.16 | 1.16 | 0 | 1.16 | 35 | 0.68572 | 0 | 0.08 | 0.08 | 0.62 | -0.54 | 30.22 | 0.047291 | 0 | 1.9193 | 1.9193 | 0.62 | 1.2993 | 35 | 1.1346 | 0 | 0 | 0 | 0.62 | -0.62 | 31.6369 | 0 | 0 | 0.24623 | 0.24623 | 0.62 | -0.37377 | 34.1299 | 0.14556 | 0
[5 empty] | 2022-01-15 | 0.32 | 0.32 | 0 | 0.32 | 35 | 0.18916 | 0 | 7.08 | 7.08 | 0.62 | 6.46 | 35 | 4.1852 | 0 | 0 | 0 | 0.62 | -0.62 | 34.38 | 0 | 0 | 4.8609 | 4.8609 | 0.62 | 4.2409 | 35 | 2.8735 | 0 | 0 | 0 | 0.62 | -0.62 | 33.5099 | 0 | 0
[5 empty] | 2022-01-16 | 0.16 | 0.16 | 0 | 0.16 | 35 | 0.094582 | 0 | 1.2 | 1.2 | 0.62 | 0.58 | 35 | 0.70936 | 0 | 0 | 0 | 0.62 | -0.62 | 33.76 | 0 | 0 | 1.4666 | 1.4666 | 0.62 | 0.84655 | 35 | 0.86693 | 0 | 0 | 0 | 0.62 | -0.62 | 32.8899 | 0 | 0
[5 empty] | 2022-01-17 | 0 | 0 | 0 | 0 | 35 | 0 | 0 | 4.08 | 4.08 | 0.62 | 3.46 | 35 | 2.4118 | 0 | 0 | 0 | 0.62 | -0.62 | 33.14 | 0 | 0 | 3.4206 | 3.4206 | 0.62 | 2.8006 | 35 | 2.022 | 0 | 0.34475 | 0.34475 | 0.62 | -0.27525 | 32.6147 | 0.20379 | 0
[5 empty] | 2022-01-18 | 0.52 | 0.52 | 0 | 0.52 | 35 | 0.30739 | 0 | 3.32 | 3.32 | 0.62 | 2.7 | 35 | 1.9626 | 0 | 0 | 0 | 0.62 | -0.62 | 32.52 | 0 | 0 | 0.24844 | 0.24844 | 0.62 | -0.37156 | 34.6284 | 0.14686 | 0 | 1.5093 | 1.5093 | 0.62 | 0.88932 | 33.504 | 0.89222 | 0
[5 empty] | 2022-01-19 | 0.2 | 0.2 | 0 | 0.2 | 35 | 0.11823 | 0 | 0.52 | 0.52 | 0.62 | -0.1 | 34.9 | 0.30739 | 0 | 1.5991 | 1.5991 | 0.62 | 0.97912 | 33.4991 | 0.9453 | 0 | 0.096726 | 0.096726 | 0.62 | -0.52327 | 34.1052 | 0.057178 | 0 | 0 | 0 | 0.62 | -0.62 | 32.884 | 0 | 0
[5 empty] | 2022-01-20 | 0.12 | 0.12 | 0 | 0.12 | 35 | 0.070936 | 0 | 0.08 | 0.08 | 0.62 | -0.54 | 34.36 | 0.047291 | 0 | 0 | 0 | 0.62 | -0.62 | 32.8791 | 0 | 0 | 0 | 0 | 0.62 | -0.62 | 33.4852 | 0 | 0 | 0 | 0 | 0.62 | -0.62 | 32.264 | 0 | 0
[5 empty] | 2022-01-21 | 0.16 | 0.16 | 0 | 0.16 | 35 | 0.094582 | 0 | 3.68 | 3.68 | 0.62 | 3.06 | 35 | 2.1754 | 0 | 0 | 0 | 0.62 | -0.62 | 32.2591 | 0 | 0 | 4.1095 | 4.1095 | 0.62 | 3.4895 | 35 | 2.4293 | 0 | 0.89786 | 0.89786 | 0.62 | 0.27786 | 32.5419 | 0.53076 | 0
[5 empty] | 2022-01-22 | 0.12 | 0.12 | 0 | 0.12 | 35 | 0.070936 | 0 | 2.8 | 2.8 | 0.62 | 2.18 | 35 | 1.6552 | 0 | 0 | 0 | 0.62 | -0.62 | 31.6391 | 0 | 0 | 4.4948 | 4.4948 | 0.62 | 3.8748 | 35 | 2.6571 | 0 | 0 | 0 | 0.62 | -0.62 | 31.9219 | 0 | 0
[5 empty] | 2022-01-23 | 0 | 0 | 0 | 0 | 35 | 0 | 0 | 18.16 | 10 | 0.62 | 9.38 | 35 | 5.9114 | 0 | 0 | 0 | 0.62 | -0.62 | 31.0191 | 0 | 0 | 18.0153 | 10 | 0.62 | 9.38 | 35 | 5.9114 | 0 | 1.7275 | 1.7275 | 0.62 | 1.1075 | 33.0294 | 1.0212 | 0
[5 empty] | 2022-01-24 | 0 | 0 | 0 | 0 | 35 | 0 | 0 | 8 | 8 | 0.62 | 7.38 | 35 | 4.7291 | 0 | 0.92656 | 0.92656 | 0.62 | 0.30656 | 31.3257 | 0.54773 | 0 | 9.7058 | 9.7058 | 0.62 | 9.0858 | 35 | 5.7374 | 0 | 0 | 0 | 0.62 | -0.62 | 32.4094 | 0 | 0
[5 empty] | 2022-01-25 | 0 | 0 | 0 | 0 | 35 | 0 | 0 | 0.36 | 0.36 | 0.62 | -0.26 | 34.74 | 0.21281 | 0 | 1.6318 | 1.6318 | 0.62 | 1.0118 | 32.3375 | 0.96463 | 0 | 0 | 0 | 0.62 | -0.62 | 34.38 | 0 | 0 | 1.3949 | 1.3949 | 0.62 | 0.77488 | 33.1843 | 0.82456 | 0
[5 empty] | 2022-01-26 | 0 | 0 | 0 | 0 | 35 | 0 | 0 | 0.56 | 0.56 | 0.62 | -0.06 | 34.68 | 0.33104 | 0 | 0 | 0 | 0.62 | -0.62 | 31.7175 | 0 | 0 | 0 | 0 | 0.62 | -0.62 | 33.76 | 0 | 0 | 0.2988 | 0.2988 | 0.62 | -0.3212 | 32.8631 | 0.17663 | 0
[5 empty] | 2022-01-27 | 3.52 | 3.52 | 0 | 3.52 | 35 | 2.0808 | 0 | 0.56 | 0.56 | 0.62 | -0.06 | 34.62 | 0.33104 | 0 | 3.8723 | 3.8723 | 0.62 | 3.2523 | 34.9698 | 2.2891 | 0 | 0 | 0 | 0.62 | -0.62 | 33.14 | 0 | 0 | 5.0797 | 5.0797 | 0.62 | 4.4597 | 35 | 3.0028 | 0
[5 empty] | 2022-01-28 | 0 | 0 | 0 | 0 | 35 | 0 | 0 | 0 | 0 | 0.62 | -0.62 | 34 | 0 | 0 | 0.86444 | 0.86444 | 0.62 | 0.24444 | 35 | 0.511 | 0 | 1.0542 | 1.0542 | 0.62 | 0.43416 | 33.5742 | 0.62315 | 0 | 1.8297 | 1.8297 | 0.62 | 1.2097 | 35 | 1.0816 | 0
[5 empty] | 2022-01-29 | 0 | 0 | 0 | 0 | 35 | 0 | 0 | 0 | 0 | 0.62 | -0.62 | 33.38 | 0 | 0 | 0 | 0 | 0.62 | -0.62 | 34.38 | 0 | 0 | 0 | 0 | 0.62 | -0.62 | 32.9542 | 0 | 0 | 0 | 0 | 0.62 | -0.62 | 34.38 | 0 | 0
[5 empty] | 2022-01-30 | 0 | 0 | 0 | 0 | 35 | 0 | 0 | 0.12 | 0.12 | 0.62 | -0.5 | 32.88 | 0.070936 | 0 | 0 | 0 | 0.62 | -0.62 | 33.76 | 0 | 0 | 0 | 0 | 0.62 | -0.62 | 32.3342 | 0 | 0 | 0.68176 | 0.68176 | 0.62 | 0.061759 | 34.4418 | 0.40301 | 0
[5 empty] | 2022-01-31 | 0.52 | 0.52 | 0 | 0.52 | 35 | 0.30739 | 0 | 1.16 | 1.16 | 0.62 | 0.54 | 33.42 | 0.68572 | 0 | 0 | 0 | 0.62 | -0.62 | 33.14 | 0 | 0 | 0 | 0 | 0.62 | -0.62 | 31.7142 | 0 | 0 | 0 | 0 | 0.62 | -0.62 | 33.8218 | 0 | 0
[5 empty] | 2022-02-01 | 0.52 | 0.52 | 0.62 | -0.1 | 34.9 | 0.30739 | 0 | 1.6 | 1.6 | 0.62 | 0.98 | 34.4 | 0.94582 | 0 | 0 | 0 | 0.62 | -0.62 | 32.52 | 0 | 0 | 0 | 0 | 0.62 | -0.62 | 31.0942 | 0 | 0 | 0 | 0 | 0.62 | -0.62 | 33.2018 | 0 | 0
[5 empty] | 2022-02-02 | 0 | 0 | 0.62 | -0.62 | 34.28 | 0 | 0 | 5.4 | 5.4 | 0.62 | 4.78 | 35 | 3.1921 | 0 | 0.20988 | 0.20988 | 0.62 | -0.41012 | 32.1099 | 0.12407 | 0 | 3.7929 | 3.7929 | 0.62 | 3.1729 | 34.267 | 2.2421 | 0 | 0.794 | 0.794 | 0.62 | 0.174 | 33.3758 | 0.46937 | 0
[5 empty] | 2022-02-03 | 0 | 0 | 0.62 | -0.62 | 33.66 | 0 | 0 | 0.12 | 0.12 | 0.62 | -0.5 | 34.5 | 0.070936 | 0 | 1.229 | 1.229 | 0.62 | 0.60903 | 32.7189 | 0.72653 | 0 | 0 | 0 | 0.62 | -0.62 | 33.647 | 0 | 0 | 0 | 0 | 0.62 | -0.62 | 32.7558 | 0 | 0
[5 empty] | 2022-02-04 | 0 | 0 | 0.62 | -0.62 | 33.04 | 0 | 0 | 7.2 | 7.2 | 0.62 | 6.58 | 35 | 4.2562 | 0 | 1.5191 | 1.5191 | 0.62 | 0.89912 | 33.618 | 0.89801 | 0 | 5.0654 | 5.0654 | 0.62 | 4.4454 | 35 | 2.9944 | 0 | 2.8223 | 2.8223 | 0.62 | 2.2023 | 34.9581 | 1.6684 | 0
[5 empty] | 2022-02-05 | 0 | 0 | 0.62 | -0.62 | 32.42 | 0 | 0 | 5.44 | 5.44 | 0.62 | 4.82 | 35 | 3.2158 | 0 | 0 | 0 | 0.62 | -0.62 | 32.998 | 0 | 0 | 2.4529 | 2.4529 | 0.62 | 1.8329 | 35 | 1.45 | 0 | 0 | 0 | 0.62 | -0.62 | 34.3381 | 0 | 0
[5 empty] | 2022-02-06 | 0 | 0 | 0.62 | -0.62 | 31.8 | 0 | 0 | 5.64 | 5.64 | 0.62 | 5.02 | 35 | 3.334 | 0 | 0 | 0 | 0.62 | -0.62 | 32.378 | 0 | 0 | 4.4005 | 4.4005 | 0.62 | 3.7805 | 35 | 2.6013 | 0 | 1.2959 | 1.2959 | 0.62 | 0.67591 | 35 | 0.76606 | 0
[5 empty] | 2022-02-07 | 0 | 0 | 0.62 | -0.62 | 31.18 | 0 | 0 | 7.84 | 7.84 | 0.62 | 7.22 | 35 | 4.6345 | 0 | 1.6774 | 1.6774 | 0.62 | 1.0574 | 33.4354 | 0.99155 | 0 | 7.162 | 7.162 | 0.62 | 6.542 | 35 | 4.2337 | 0 | 0 | 0 | 0.62 | -0.62 | 34.38 | 0 | 0
[5 empty] | 2022-02-08 | 0 | 0 | 0.62 | -0.62 | 30.56 | 0 | 0 | 1.32 | 1.32 | 0.62 | 0.7 | 35 | 0.7803 | 0 | 0 | 0 | 0.62 | -0.62 | 32.8154 | 0 | 0 | 0 | 0 | 0.62 | -0.62 | 34.38 | 0 | 0 | 1.5875 | 1.5875 | 0.62 | 0.96754 | 35 | 0.93845 | 0
[5 empty] | 2022-02-09 | 2.44 | 2.44 | 0.62 | 1.82 | 32.38 | 1.4424 | 0 | 0.64 | 0.64 | 0.62 | 0.02 | 35 | 0.37833 | 0 | 0.15271 | 0.15271 | 0.62 | -0.46729 | 32.3481 | 0.090275 | 0 | 0 | 0 | 0.62 | -0.62 | 33.76 | 0 | 0 | 0.81685 | 0.81685 | 0.62 | 0.19685 | 35 | 0.48287 | 0
[5 empty] | 2022-02-10 | 2.68 | 2.68 | 0.62 | 2.06 | 34.44 | 1.5842 | 0 | 0.04 | 0.04 | 0.62 | -0.58 | 34.42 | 0.023645 | 0 | 1.6684 | 1.6684 | 0.62 | 1.0484 | 33.3965 | 0.98625 | 0 | 0 | 0 | 0.62 | -0.62 | 33.14 | 0 | 0 | 0.98682 | 0.98682 | 0.62 | 0.36682 | 35 | 0.58335 | 0
[5 empty] | 2022-02-11 | 9.32 | 9.32 | 0.62 | 8.7 | 35 | 5.5094 | 0 | 3.92 | 3.92 | 0.62 | 3.3 | 35 | 2.3173 | 0 | 10.0148 | 10 | 0.62 | 9.38 | 35 | 5.9114 | 0 | 4.0968 | 4.0968 | 0.62 | 3.4768 | 35 | 2.4217 | 0 | 7.3254 | 7.3254 | 0.62 | 6.7054 | 35 | 4.3303 | 0
[5 empty] | 2022-02-12 | 3.36 | 3.36 | 0.62 | 2.74 | 35 | 1.9862 | 0 | 6.08 | 6.08 | 0.62 | 5.46 | 35 | 3.5941 | 0 | 3.8601 | 3.8601 | 0.62 | 3.2401 | 35 | 2.2819 | 0 | 6.6905 | 6.6905 | 0.62 | 6.0705 | 35 | 3.955 | 0 | 3.3407 | 3.3407 | 0.62 | 2.7207 | 35 | 1.9748 | 0
[5 empty] | 2022-02-13 | 3.12 | 3.12 | 0.62 | 2.5 | 35 | 1.8443 | 0 | 3.8 | 3.8 | 0.62 | 3.18 | 35 | 2.2463 | 0 | 1.5878 | 1.5878 | 0.62 | 0.9678 | 35 | 0.93861 | 0 | 5.4908 | 5.4908 | 0.62 | 4.8708 | 35 | 3.2458 | 0 | 0.21786 | 0.21786 | 0.62 | -0.40214 | 34.5979 | 0.12878 | 0
[5 empty] | 2022-02-14 | 0.6 | 0.6 | 0.62 | -0.02 | 34.98 | 0.35468 | 0 | 0.04 | 0.04 | 0.62 | -0.58 | 34.42 | 0.023645 | 0 | 1.8787 | 1.8787 | 0.62 | 1.2587 | 35 | 1.1106 | 0 | 0 | 0 | 0.62 | -0.62 | 34.38 | 0 | 0 | 1.7841 | 1.7841 | 0.62 | 1.1641 | 35 | 1.0547 | 0
[5 empty] | 2022-02-15 | 2.32 | 2.32 | 0.62 | 1.7 | 35 | 1.3714 | 0 | 0 | 0 | 0.62 | -0.62 | 33.8 | 0 | 0 | 2.6396 | 2.6396 | 0.62 | 2.0196 | 35 | 1.5604 | 0 | 0 | 0 | 0.62 | -0.62 | 33.76 | 0 | 0 | 1.9612 | 1.9612 | 0.62 | 1.3412 | 35 | 1.1593 | 0
[5 empty] | 2022-02-16 | 3.8 | 3.8 | 0.62 | 3.18 | 35 | 2.2463 | 0 | 0 | 0 | 0.62 | -0.62 | 33.18 | 0 | 0 | 4.2282 | 4.2282 | 0.62 | 3.6082 | 35 | 2.4995 | 0 | 0 | 0 | 0.62 | -0.62 | 33.14 | 0 | 0 | 1.6975 | 1.6975 | 0.62 | 1.0775 | 35 | 1.0035 | 0
[5 empty] | 2022-02-17 | 1.84 | 1.84 | 0.62 | 1.22 | 35 | 1.0877 | 0 | 0 | 0 | 0.62 | -0.62 | 32.56 | 0 | 0 | 1.0947 | 1.0947 | 0.62 | 0.47469 | 35 | 0.64711 | 0 | 0 | 0 | 0.62 | -0.62 | 32.52 | 0 | 0 | 2.1316 | 2.1316 | 0.62 | 1.5116 | 35 | 1.2601 | 0
[5 empty] | 2022-02-18 | 2.52 | 2.52 | 0.62 | 1.9 | 35 | 1.4897 | 0 | 0.8 | 0.8 | 0.62 | 0.18 | 32.74 | 0.47291 | 0 | 0.030383 | 0.030383 | 0.62 | -0.58962 | 34.4104 | 0.017961 | 0 | 0.72139 | 0.72139 | 0.62 | 0.10139 | 32.6214 | 0.42644 | 0 | 0.73343 | 0.73343 | 0.62 | 0.11343 | 35 | 0.43356 | 0
[5 empty] | 2022-02-19 | 4.36 | 4.36 | 0.62 | 3.74 | 35 | 2.5774 | 0 | 2.2 | 2.2 | 0.62 | 1.58 | 34.32 | 1.3005 | 0 | 5.497 | 5.497 | 0.62 | 4.877 | 35 | 3.2495 | 0 | 1.6114 | 1.6114 | 0.62 | 0.99138 | 33.6128 | 0.95255 | 0 | 6.4283 | 6.4283 | 0.62 | 5.8083 | 35 | 3.8 | 0
[5 empty] | 2022-02-20 | 0.48 | 0.48 | 0.62 | -0.14 | 34.86 | 0.28375 | 0 | 0.08 | 0.08 | 0.62 | -0.54 | 33.78 | 0.047291 | 0 | 1.4831 | 1.4831 | 0.62 | 0.86309 | 35 | 0.87671 | 0 | 0 | 0 | 0.62 | -0.62 | 32.9928 | 0 | 0 | 1.7419 | 1.7419 | 0.62 | 1.1219 | 35 | 1.0297 | 0
[5 empty] | 2022-02-21 | 0.16 | 0.16 | 0.62 | -0.46 | 34.4 | 0.094582 | 0 | 0 | 0 | 0.62 | -0.62 | 33.16 | 0 | 0 | 0 | 0 | 0.62 | -0.62 | 34.38 | 0 | 0 | 0.097257 | 0.097257 | 0.62 | -0.52274 | 32.47 | 0.057492 | 0 | 0 | 0 | 0.62 | -0.62 | 34.38 | 0 | 0
[5 empty] | 2022-02-22 | 0.96 | 0.96 | 0.62 | 0.34 | 34.74 | 0.56749 | 0 | 0 | 0 | 0.62 | -0.62 | 32.54 | 0 | 0 | 0 | 0 | 0.62 | -0.62 | 33.76 | 0 | 0 | 0.62405 | 0.62405 | 0.62 | 0.004047 | 32.4741 | 0.3689 | 0 | 1.7247 | 1.7247 | 0.62 | 1.1047 | 35 | 1.0196 | 0
[5 empty] | 2022-02-23 | 2.92 | 2.92 | 0.62 | 2.3 | 35 | 1.7261 | 0 | 0 | 0 | 0.62 | -0.62 | 31.92 | 0 | 0 | 3.7767 | 3.7767 | 0.62 | 3.1567 | 35 | 2.2325 | 0 | 1.6872 | 1.6872 | 0.62 | 1.0672 | 33.5413 | 0.99736 | 0 | 3.4901 | 3.4901 | 0.62 | 2.8701 | 35 | 2.0631 | 0
[5 empty] | 2022-02-24 | 1.36 | 1.36 | 0.62 | 0.74 | 35 | 0.80395 | 0 | 0.04 | 0.04 | 0.62 | -0.58 | 31.34 | 0.023645 | 0 | 1.9101 | 1.9101 | 0.62 | 1.2901 | 35 | 1.1291 | 0 | 1.3928 | 1.3928 | 0.62 | 0.77277 | 34.314 | 0.82332 | 0 | 2.1776 | 2.1776 | 0.62 | 1.5576 | 35 | 1.2873 | 0
[5 empty] | 2022-02-25 | 0 | 0 | 0.62 | -0.62 | 34.38 | 0 | 0 | 0.92 | 0.92 | 0.62 | 0.3 | 31.64 | 0.54385 | 0 | 0 | 0 | 0.62 | -0.62 | 34.38 | 0 | 0 | 0.40966 | 0.40966 | 0.62 | -0.21034 | 34.1037 | 0.24217 | 0 | 0 | 0 | 0.62 | -0.62 | 34.38 | 0 | 0
[5 empty] | 2022-02-26 | 0.16 | 0.16 | 0.62 | -0.46 | 33.92 | 0.094582 | 0 | 1.76 | 1.76 | 0.62 | 1.14 | 32.78 | 1.0404 | 0 | 0.096868 | 0.096868 | 0.62 | -0.52313 | 33.8569 | 0.057263 | 0 | 0.98806 | 0.98806 | 0.62 | 0.36806 | 34.4718 | 0.58408 | 0 | 0 | 0 | 0.62 | -0.62 | 33.76 | 0 | 0
[5 empty] | 2022-02-27 | 0 | 0 | 0.62 | -0.62 | 33.3 | 0 | 0 | 0.08 | 0.08 | 0.62 | -0.54 | 32.24 | 0.047291 | 0 | 0 | 0 | 0.62 | -0.62 | 33.2369 | 0 | 0 | 0 | 0 | 0.62 | -0.62 | 33.8518 | 0 | 0 | 0 | 0 | 0.62 | -0.62 | 33.14 | 0 | 0
[5 empty] | 2022-02-28 | 0.08 | 0.08 | 0.62 | -0.54 | 32.76 | 0.047291 | 0 | 0 | 0 | 0.62 | -0.62 | 31.62 | 0 | 0 | 1.3339 | 1.3339 | 0.62 | 0.71392 | 33.9508 | 0.78853 | 0 | 1.5738 | 1.5738 | 0.62 | 0.9538 | 34.8056 | 0.93033 | 0 | 0 | 0 | 0.62 | -0.62 | 32.52 | 0 | 0
[5 empty] | 2022-03-01 | 0.4 | 0.4 | 0.62 | -0.22 | 32.54 | 0.23645 | 0 | 0.24 | 0.24 | 0.62 | -0.38 | 31.24 | 0.14187 | 0 | 0.31521 | 0.31521 | 0.62 | -0.30479 | 33.646 | 0.18633 | 0 | 0.85649 | 0.85649 | 0.62 | 0.23649 | 35 | 0.5063 | 0 | 0 | 0 | 0.62 | -0.62 | 31.9 | 0 | 0
[5 empty] | 2022-03-02 | 3.8 | 3.8 | 0.62 | 3.18 | 35 | 2.2463 | 0 | 0 | 0 | 0.62 | -0.62 | 30.62 | 0 | 0 | 0.69865 | 0.69865 | 0.62 | 0.078649 | 33.7246 | 0.413 | 0 | 1.5387 | 1.5387 | 0.62 | 0.9187 | 35 | 0.90958 | 0 | 0 | 0 | 0.62 | -0.62 | 31.28 | 0 | 0
[5 empty] | 2022-03-03 | 0.2 | 0.2 | 0.62 | -0.42 | 34.58 | 0.11823 | 0 | 0 | 0 | 0.62 | -0.62 | 30 | 0 | 0 | 1.9428 | 1.9428 | 0.62 | 1.3228 | 35 | 1.1485 | 0 | 0 | 0 | 0.62 | -0.62 | 34.38 | 0 | 0 | 0.76056 | 0.76056 | 0.62 | 0.14056 | 31.4206 | 0.44959 | 0
[5 empty] | 2022-03-04 | 0.48 | 0.48 | 0.62 | -0.14 | 34.44 | 0.28375 | 0 | 0.08 | 0.08 | 0.62 | -0.54 | 29.46 | 0.047291 | 0 | 0.91825 | 0.91825 | 0.62 | 0.29825 | 35 | 0.54281 | 0 | 1.3969 | 1.3969 | 0.62 | 0.77691 | 35 | 0.82577 | 0 | 1.2127 | 1.2127 | 0.62 | 0.59272 | 32.0133 | 0.71688 | 0
[5 empty] | 2022-03-05 | 4.76 | 4.76 | 0.62 | 4.14 | 35 | 2.8138 | 0 | 0.36 | 0.36 | 0.62 | -0.26 | 29.2 | 0.21281 | 0 | 1.995 | 1.995 | 0.62 | 1.375 | 35 | 1.1793 | 0 | 0 | 0 | 0.62 | -0.62 | 34.38 | 0 | 0 | 2.2004 | 2.2004 | 0.62 | 1.5804 | 33.5937 | 1.3007 | 0
[5 empty] | 2022-03-06 | 1.72 | 1.72 | 0.62 | 1.1 | 35 | 1.0168 | 0 | 0.16 | 0.16 | 0.62 | -0.46 | 28.74 | 0.094582 | 0 | 1.8938 | 1.8938 | 0.62 | 1.2738 | 35 | 1.1195 | 0 | 0 | 0 | 0.62 | -0.62 | 33.76 | 0 | 0 | 0 | 0 | 0.62 | -0.62 | 32.9737 | 0 | 0
[5 empty] | 2022-03-07 | 6.8 | 6.8 | 0.62 | 6.18 | 35 | 4.0197 | 0 | 0 | 0 | 0.62 | -0.62 | 28.12 | 0 | 0 | 5.6788 | 5.6788 | 0.62 | 5.0588 | 35 | 3.357 | 0 | 0 | 0 | 0.62 | -0.62 | 33.14 | 0 | 0 | 5.9617 | 5.9617 | 0.62 | 5.3417 | 35 | 3.5242 | 0
[5 empty] | 2022-03-08 | 10.48 | 10 | 0.62 | 9.38 | 35 | 5.9114 | 0 | 0.08 | 0.08 | 0.62 | -0.54 | 27.58 | 0.047291 | 0 | 9.5798 | 9.5798 | 0.62 | 8.9598 | 35 | 5.663 | 0 | 0 | 0 | 0.62 | -0.62 | 32.52 | 0 | 0 | 9.0416 | 9.0416 | 0.62 | 8.4216 | 35 | 5.3448 | 0
[5 empty] | 2022-03-09 | 2.12 | 2.12 | 0.62 | 1.5 | 35 | 1.2532 | 0 | 0.08 | 0.08 | 0.62 | -0.54 | 27.04 | 0.047291 | 0 | 1.2641 | 1.2641 | 0.62 | 0.64405 | 35 | 0.74723 | 0 | 1.7043 | 1.7043 | 0.62 | 1.0843 | 33.6043 | 1.0075 | 0 | 0.9049 | 0.9049 | 0.62 | 0.2849 | 35 | 0.53492 | 0
[5 empty] | 2022-03-10 | 0.48 | 0.48 | 0.62 | -0.14 | 34.86 | 0.28375 | 0 | 0.56 | 0.56 | 0.62 | -0.06 | 26.98 | 0.33104 | 0 | 1.8943 | 1.8943 | 0.62 | 1.2743 | 35 | 1.1198 | 0 | 0 | 0 | 0.62 | -0.62 | 32.9843 | 0 | 0 | 2.0622 | 2.0622 | 0.62 | 1.4422 | 35 | 1.2191 | 0
[5 empty] | 2022-03-11 | 0 | 0 | 0.62 | -0.62 | 34.24 | 0 | 0 | 2.72 | 2.72 | 0.62 | 2.1 | 29.08 | 1.6079 | 0 | 0 | 0 | 0.62 | -0.62 | 34.38 | 0 | 0 | 2.1676 | 2.1676 | 0.62 | 1.5476 | 34.5318 | 1.2813 | 0 | 0 | 0 | 0.62 | -0.62 | 34.38 | 0 | 0
[5 empty] | 2022-03-12 | 0.56 | 0.56 | 0.62 | -0.06 | 34.18 | 0.33104 | 0 | 1.72 | 1.72 | 0.62 | 1.1 | 30.18 | 1.0168 | 0 | 0 | 0 | 0.62 | -0.62 | 33.76 | 0 | 0 | 0 | 0 | 0.62 | -0.62 | 33.9118 | 0 | 0 | 0.11456 | 0.11456 | 0.62 | -0.50544 | 33.8746 | 0.067721 | 0
[5 empty] | 2022-03-13 | 4.04 | 4.04 | 0.62 | 3.42 | 35 | 2.3882 | 0 | 3.48 | 3.48 | 0.62 | 2.86 | 33.04 | 2.0572 | 0 | 4.0886 | 4.0886 | 0.62 | 3.4686 | 35 | 2.4169 | 0 | 1.3676 | 1.3676 | 0.62 | 0.74758 | 34.6594 | 0.80843 | 0 | 1.0104 | 1.0104 | 0.62 | 0.39044 | 34.265 | 0.59731 | 0
[5 empty] | 2022-03-14 | 2.76 | 2.76 | 0.62 | 2.14 | 35 | 1.6315 | 0 | 0.12 | 0.12 | 0.62 | -0.5 | 32.54 | 0.070936 | 0 | 2.4008 | 2.4008 | 0.62 | 1.7808 | 35 | 1.4192 | 0 | 1.3001 | 1.3001 | 0.62 | 0.68009 | 35 | 0.76853 | 0 | 2.5905 | 2.5905 | 0.62 | 1.9705 | 35 | 1.5313 | 0
[5 empty] | 2022-03-15 | 4.56 | 4.56 | 0.62 | 3.94 | 35 | 2.6956 | 0 | 0 | 0 | 0.62 | -0.62 | 31.92 | 0 | 0 | 5.391 | 5.391 | 0.62 | 4.771 | 35 | 3.1868 | 0 | 0 | 0 | 0.62 | -0.62 | 34.38 | 0 | 0 | 6.4803 | 6.4803 | 0.62 | 5.8603 | 35 | 3.8307 | 0
[5 empty] | 2022-03-16 | 1.08 | 1.08 | 0.62 | 0.46 | 35 | 0.63843 | 0 | 0 | 0 | 0.62 | -0.62 | 31.3 | 0 | 0 | 0.33337 | 0.33337 | 0.62 | -0.28663 | 34.7134 | 0.19707 | 0 | 0.31155 | 0.31155 | 0.62 | -0.30845 | 34.0716 | 0.18417 | 0 | 0 | 0 | 0.62 | -0.62 | 34.38 | 0 | 0
[5 empty] | 2022-03-17 | 0.08 | 0.08 | 0.62 | -0.54 | 34.46 | 0.047291 | 0 | 0 | 0 | 0.62 | -0.62 | 30.68 | 0 | 0 | 0.96021 | 0.96021 | 0.62 | 0.34021 | 35 | 0.56762 | 0 | 0 | 0 | 0.62 | -0.62 | 33.4516 | 0 | 0 | 2.607 | 2.607 | 0.62 | 1.987 | 35 | 1.5411 | 0
[5 empty] | 2022-03-18 | 6.2 | 6.2 | 0.62 | 5.58 | 35 | 3.665 | 0 | 6.2 | 6.2 | 0.62 | 5.58 | 35 | 3.665 | 0 | 3.0232 | 3.0232 | 0.62 | 2.4032 | 35 | 1.7871 | 0 | 6.7776 | 6.7776 | 0.62 | 6.1576 | 35 | 4.0065 | 0 | 1.1367 | 1.1367 | 0.62 | 0.51675 | 35 | 0.67197 | 0
[5 empty] | 2022-03-19 | 0.32 | 0.32 | 0.62 | -0.3 | 34.7 | 0.18916 | 0 | 7.08 | 7.08 | 0.62 | 6.46 | 35 | 4.1852 | 0 | 1.6478 | 1.6478 | 0.62 | 1.0278 | 35 | 0.97408 | 0 | 7.9743 | 7.9743 | 0.62 | 7.3543 | 35 | 4.7139 | 0 | 3.3757 | 3.3757 | 0.62 | 2.7557 | 35 | 1.9955 | 0
[5 empty] | 2022-03-20 | 0.32 | 0.32 | 0.62 | -0.3 | 34.4 | 0.18916 | 0 | 5.72 | 5.72 | 0.62 | 5.1 | 35 | 3.3813 | 0 | 1.6124 | 1.6124 | 0.62 | 0.99236 | 35 | 0.95312 | 0 | 7.3653 | 7.3653 | 0.62 | 6.7453 | 35 | 4.3539 | 0 | 0 | 0 | 0.62 | -0.62 | 34.38 | 0 | 0
[5 empty] | 2022-03-21 | 1.52 | 1.52 | 0.62 | 0.9 | 35 | 0.89853 | 0 | 0 | 0 | 0.62 | -0.62 | 34.38 | 0 | 0 | 1.4622 | 1.4622 | 0.62 | 0.84224 | 35 | 0.86438 | 0 | 0 | 0 | 0.62 | -0.62 | 34.38 | 0 | 0 | 0 | 0 | 0.62 | -0.62 | 33.76 | 0 | 0
[5 empty] | 2022-03-22 | 0.52 | 0.52 | 0.62 | -0.1 | 34.9 | 0.30739 | 0 | 1.4 | 1.4 | 0.62 | 0.78 | 35 | 0.82759 | 0 | 0 | 0 | 0.62 | -0.62 | 34.38 | 0 | 0 | 0.35967 | 0.35967 | 0.62 | -0.26033 | 34.1197 | 0.21262 | 0 | 0 | 0 | 0.62 | -0.62 | 33.14 | 0 | 0
[5 empty] | 2022-03-23 | 0 | 0 | 0.62 | -0.62 | 34.28 | 0 | 0 | 1.92 | 1.92 | 0.62 | 1.3 | 35 | 1.135 | 0 | 1.175 | 1.175 | 0.62 | 0.555 | 34.935 | 0.69459 | 0 | 0.48206 | 0.48206 | 0.62 | -0.13794 | 33.9817 | 0.28496 | 0 | 0.32647 | 0.32647 | 0.62 | -0.29353 | 32.8465 | 0.19299 | 0
[5 empty] | 2022-03-24 | 0.8 | 0.8 | 0.62 | 0.18 | 34.46 | 0.47291 | 0 | 3.64 | 3.64 | 0.62 | 3.02 | 35 | 2.1517 | 0 | 0.41133 | 0.41133 | 0.62 | -0.20867 | 34.7263 | 0.24315 | 0 | 4.5322 | 4.5322 | 0.62 | 3.9122 | 35 | 2.6792 | 0 | 1.4471 | 1.4471 | 0.62 | 0.82711 | 33.6736 | 0.85544 | 0
[5 empty] | 2022-03-25 | 6.2 | 6.2 | 0.62 | 5.58 | 35 | 3.665 | 0 | 20.88 | 10 | 0.62 | 9.38 | 35 | 5.9114 | 0 | 3.0697 | 3.0697 | 0.62 | 2.4497 | 35 | 1.8146 | 0 | 18.9672 | 10 | 0.62 | 9.38 | 35 | 5.9114 | 0 | 4.118 | 4.118 | 0.62 | 3.498 | 35 | 2.4343 | 0
[5 empty] | 2022-03-26 | 0.04 | 0.04 | 0.62 | -0.58 | 34.42 | 0.023645 | 0 | 6.64 | 6.64 | 0.62 | 6.02 | 35 | 3.9251 | 0 | 0 | 0 | 0.62 | -0.62 | 34.38 | 0 | 0 | 7.6809 | 7.6809 | 0.62 | 7.0609 | 35 | 4.5405 | 0 | 1.7214 | 1.7214 | 0.62 | 1.1014 | 35 | 1.0176 | 0
[5 empty] | 2022-03-27 | 0.88 | 0.88 | 0.62 | 0.26 | 34.68 | 0.5202 | 0 | 5.24 | 5.24 | 0.62 | 4.62 | 35 | 3.0976 | 0 | 0.025097 | 0.025097 | 0.62 | -0.5949 | 33.7851 | 0.014836 | 0 | 4.2395 | 4.2395 | 0.62 | 3.6195 | 35 | 2.5061 | 0 | 0.26718 | 0.26718 | 0.62 | -0.35282 | 34.6472 | 0.15794 | 0
[5 empty] | 2022-03-28 | 4.72 | 4.72 | 0.62 | 4.1 | 35 | 2.7902 | 0 | 13.76 | 10 | 0.62 | 9.38 | 35 | 5.9114 | 0 | 4.7395 | 4.7395 | 0.62 | 4.1195 | 35 | 2.8017 | 0 | 14.8542 | 10 | 0.62 | 9.38 | 35 | 5.9114 | 0 | 4.343 | 4.343 | 0.62 | 3.723 | 35 | 2.5673 | 0
[5 empty] | 2022-03-29 | 8.32 | 8.32 | 0.62 | 7.7 | 35 | 4.9183 | 0 | 2 | 2 | 0.62 | 1.38 | 35 | 1.1823 | 0 | 7.3969 | 7.3969 | 0.62 | 6.7769 | 35 | 4.3726 | 0 | 0.40783 | 0.40783 | 0.62 | -0.21217 | 34.7878 | 0.24109 | 0 | 4.692 | 4.692 | 0.62 | 4.072 | 35 | 2.7736 | 0
[5 empty] | 2022-03-30 | 0.6 | 0.6 | 0.62 | -0.02 | 34.98 | 0.35468 | 0 | 7.54 | 7.54 | 0.62 | 6.92 | 35 | 4.4572 | 0 | 0 | 0 | 0.62 | -0.62 | 34.38 | 0 | 0 | 4.7898 | 4.7898 | 0.62 | 4.1698 | 35 | 2.8314 | 0 | 0 | 0 | 0.62 | -0.62 | 34.38 | 0 | 0
[5 empty] | 2022-03-31 | 0 | 0 | 0.62 | -0.62 | 34.36 | 0 | 0 | 2.32 | 2.32 | 0.62 | 1.7 | 35 | 1.3714 | 0 | 1.2196 | 1.2196 | 0.62 | 0.59956 | 34.9796 | 0.72093 | 0 | 2.6933 | 2.6933 | 0.62 | 2.0733 | 35 | 1.5921 | 0 | 1.3432 | 1.3432 | 0.62 | 0.72323 | 35 | 0.79404 | 0
[5 empty] | 2022-04-01 | 0 | 0 | 0.62 | -0.62 | 33.74 | 0 | 0 | 0 | 0 | 0.62 | -0.62 | 34.38 | 0 | 0 | 0 | 0 | 0.62 | -0.62 | 34.3596 | 0 | 0 | 0 | 0 | 0.62 | -0.62 | 34.38 | 0 | 0 | 0 | 0 | 0.62 | -0.62 | 34.38 | 0 | 0
[5 empty] | 2022-04-02 | 1.12 | 1.12 | 0.62 | 0.5 | 34.24 | 0.66207 | 0 | 6.74 | 6.74 | 0.62 | 6.12 | 35 | 3.9843 | 0 | 0.89895 | 0.89895 | 0.62 | 0.27895 | 34.6385 | 0.5314 | 0 | 5.2948 | 5.2948 | 0.62 | 4.6748 | 35 | 3.1299 | 0 | 0.029253 | 0.029253 | 0.62 | -0.59075 | 33.7893 | 0.017292 | 0
[5 empty] | 2022-04-03 | 4.08 | 4.08 | 0.62 | 3.46 | 35 | 2.4118 | 0 | 1.8 | 1.8 | 0.62 | 1.18 | 35 | 1.064 | 0 | 2.6917 | 2.6917 | 0.62 | 2.0717 | 35 | 1.5912 | 0 | 0 | 0 | 0.62 | -0.62 | 34.38 | 0 | 0 | 4.4527 | 4.4527 | 0.62 | 3.8327 | 35 | 2.6322 | 0
[5 empty] | 2022-04-04 | 0.52 | 0.52 | 0.62 | -0.1 | 34.9 | 0.30739 | 0 | 1.68 | 1.68 | 0.62 | 1.06 | 35 | 0.99311 | 0 | 1.6175 | 1.6175 | 0.62 | 0.99752 | 35 | 0.95617 | 0 | 1.403 | 1.403 | 0.62 | 0.78303 | 35 | 0.82938 | 0 | 0.63926 | 0.63926 | 0.62 | 0.019259 | 35 | 0.37789 | 0
[5 empty] | 2022-04-05 | 3.18 | 3.18 | 0.62 | 2.56 | 35 | 1.8798 | 0 | 0.12 | 0.12 | 0.62 | -0.5 | 34.5 | 0.070936 | 0 | 4.0252 | 4.0252 | 0.62 | 3.4052 | 35 | 2.3795 | 0 | 0 | 0 | 0.62 | -0.62 | 34.38 | 0 | 0 | 5.5698 | 5.5698 | 0.62 | 4.9498 | 35 | 3.2925 | 0
[5 empty] | 2022-04-06 | 1.88 | 1.88 | 0.62 | 1.26 | 35 | 1.1113 | 0 | 0 | 0 | 0.62 | -0.62 | 33.88 | 0 | 0 | 0 | 0 | 0.62 | -0.62 | 34.38 | 0 | 0 | 0 | 0 | 0.62 | -0.62 | 33.76 | 0 | 0 | 0 | 0 | 0.62 | -0.62 | 34.38 | 0 | 0
[5 empty] | 2022-04-07 | 2.72 | 2.72 | 0.62 | 2.1 | 35 | 1.6079 | 0 | 0 | 0 | 0.62 | -0.62 | 33.26 | 0 | 0 | 1.366 | 1.366 | 0.62 | 0.746 | 35 | 0.80749 | 0 | 0.29972 | 0.29972 | 0.62 | -0.32028 | 33.4397 | 0.17718 | 0 | 0 | 0 | 0.62 | -0.62 | 33.76 | 0 | 0
[5 empty] | 2022-04-08 | 1.12 | 1.12 | 0.62 | 0.5 | 35 | 0.66207 | 0 | 0 | 0 | 0.62 | -0.62 | 32.64 | 0 | 0 | 1.0284 | 1.0284 | 0.62 | 0.40839 | 35 | 0.60792 | 0 | 0 | 0 | 0.62 | -0.62 | 32.8197 | 0 | 0 | 2.6236 | 2.6236 | 0.62 | 2.0036 | 35 | 1.5509 | 0
[5 empty] | 2022-04-09 | 0 | 0 | 0.62 | -0.62 | 34.38 | 0 | 0 | 0.64 | 0.64 | 0.62 | 0.02 | 32.66 | 0.37833 | 0 | 0 | 0 | 0.62 | -0.62 | 34.38 | 0 | 0 | 0 | 0 | 0.62 | -0.62 | 32.1997 | 0 | 0 | 0 | 0 | 0.62 | -0.62 | 34.38 | 0 | 0
[5 empty] | 2022-04-10 | 3.32 | 3.32 | 0.62 | 2.7 | 35 | 1.9626 | 0 | 8.04 | 8.04 | 0.62 | 7.42 | 35 | 4.7527 | 0 | 0.71535 | 0.71535 | 0.62 | 0.095355 | 34.4754 | 0.42287 | 0 | 9.7451 | 9.7451 | 0.62 | 9.1251 | 35 | 5.7607 | 0 | 0 | 0 | 0.62 | -0.62 | 33.76 | 0 | 0
[5 empty] | 2022-04-11 | 0 | 0 | 0.62 | -0.62 | 34.38 | 0 | 0 | 1.84 | 1.84 | 0.62 | 1.22 | 35 | 1.0877 | 0 | 0 | 0 | 0.62 | -0.62 | 33.8554 | 0 | 0 | 0.70807 | 0.70807 | 0.62 | 0.088067 | 35 | 0.41856 | 0 | 0 | 0 | 0.62 | -0.62 | 33.14 | 0 | 0
[5 empty] | 2022-04-12 | 0 | 0 | 0.62 | -0.62 | 33.76 | 0 | 0 | 4.88 | 4.88 | 0.62 | 4.26 | 35 | 2.8847 | 0 | 0 | 0 | 0.62 | -0.62 | 33.2354 | 0 | 0 | 4.0041 | 4.0041 | 0.62 | 3.3841 | 35 | 2.367 | 0 | 1.295 | 1.295 | 0.62 | 0.67502 | 33.815 | 0.76554 | 0
[5 empty] | 2022-04-13 | 0 | 0 | 0.62 | -0.62 | 33.14 | 0 | 0 | 3.24 | 3.24 | 0.62 | 2.62 | 35 | 1.9153 | 0 | 0 | 0 | 0.62 | -0.62 | 32.6154 | 0 | 0 | 1.4504 | 1.4504 | 0.62 | 0.83039 | 35 | 0.85738 | 0 | 0.84442 | 0.84442 | 0.62 | 0.22442 | 34.0394 | 0.49917 | 0
[5 empty] | 2022-04-14 | 2.96 | 2.96 | 0.62 | 2.34 | 35 | 1.7498 | 0 | 0.3 | 0.3 | 0.62 | -0.32 | 34.68 | 0.17734 | 0 | 2.8602 | 2.8602 | 0.62 | 2.2402 | 34.8556 | 1.6908 | 0 | 0 | 0 | 0.62 | -0.62 | 34.38 | 0 | 0 | 1.9283 | 1.9283 | 0.62 | 1.3083 | 35 | 1.1399 | 0
[5 empty] | 2022-04-15 | 4.16 | 4.16 | 0.62 | 3.54 | 35 | 2.4591 | 0 | 7.44 | 7.44 | 0.62 | 6.82 | 35 | 4.3981 | 0 | 4.5724 | 4.5724 | 0.62 | 3.9524 | 35 | 2.7029 | 0 | 8.3205 | 8.3205 | 0.62 | 7.7005 | 35 | 4.9186 | 0 | 2.6473 | 2.6473 | 0.62 | 2.0273 | 35 | 1.5649 | 0
[5 empty] | 2022-04-16 | 7.48 | 7.48 | 0.62 | 6.86 | 35 | 4.4217 | 0 | 0.6 | 0.6 | 0.62 | -0.02 | 34.98 | 0.35468 | 0 | 5.9811 | 5.9811 | 0.62 | 5.3611 | 35 | 3.5356 | 0 | 0 | 0 | 0.62 | -0.62 | 34.38 | 0 | 0 | 5.7497 | 5.7497 | 0.62 | 5.1297 | 35 | 3.3989 | 0
[5 empty] | 2022-04-17 | 1.96 | 1.96 | 0.62 | 1.34 | 35 | 1.1586 | 0 | 0 | 0 | 0.62 | -0.62 | 34.36 | 0 | 0 | 0 | 0 | 0.62 | -0.62 | 34.38 | 0 | 0 | 0.97391 | 0.97391 | 0.62 | 0.35391 | 34.7339 | 0.57571 | 0 | 0 | 0 | 0.62 | -0.62 | 34.38 | 0 | 0
[5 empty] | 2022-04-18 | 0.38 | 0.38 | 0.62 | -0.24 | 34.76 | 0.22463 | 0 | 0 | 0 | 0.62 | -0.62 | 33.74 | 0 | 0 | 0 | 0 | 0.62 | -0.62 | 33.76 | 0 | 0 | 0 | 0 | 0.62 | -0.62 | 34.1139 | 0 | 0 | 1.1909 | 1.1909 | 0.62 | 0.57086 | 34.9509 | 0.70396 | 0
[5 empty] | 2022-04-19 | 4.2 | 4.2 | 0.62 | 3.58 | 35 | 2.4828 | 0 | 0 | 0 | 0.62 | -0.62 | 33.12 | 0 | 0 | 3.1857 | 3.1857 | 0.62 | 2.5657 | 35 | 1.8832 | 0 | 0 | 0 | 0.62 | -0.62 | 33.4939 | 0 | 0 | 0.80518 | 0.80518 | 0.62 | 0.18518 | 35 | 0.47597 | 0
[5 empty] | 2022-04-20 | 6 | 6 | 0.62 | 5.38 | 35 | 3.5468 | 0 | 0.22 | 0.22 | 0.62 | -0.4 | 32.72 | 0.13005 | 0 | 6.0339 | 6.0339 | 0.62 | 5.4139 | 35 | 3.5669 | 0 | 0 | 0 | 0.62 | -0.62 | 32.8739 | 0 | 0 | 7.4485 | 7.4485 | 0.62 | 6.8285 | 35 | 4.4031 | 0
[5 empty] | 2022-04-21 | 0 | 0 | 0.62 | -0.62 | 34.38 | 0 | 0 | 0.08 | 0.08 | 0.62 | -0.54 | 32.18 | 0.047291 | 0 | 1.742 | 1.742 | 0.62 | 1.122 | 35 | 1.0298 | 0 | 0 | 0 | 0.62 | -0.62 | 32.2539 | 0 | 0 | 0 | 0 | 0.62 | -0.62 | 34.38 | 0 | 0
[5 empty] | 2022-04-22 | 0.88 | 0.88 | 0.62 | 0.26 | 34.64 | 0.5202 | 0 | 1.64 | 1.64 | 0.62 | 1.02 | 33.2 | 0.96946 | 0 | 0 | 0 | 0.62 | -0.62 | 34.38 | 0 | 0 | 0.82198 | 0.82198 | 0.62 | 0.20198 | 32.4559 | 0.4859 | 0 | 0 | 0 | 0.62 | -0.62 | 33.76 | 0 | 0
[5 empty] | 2022-04-23 | 2.56 | 2.56 | 0.62 | 1.94 | 35 | 1.5133 | 0 | 1.68 | 1.68 | 0.62 | 1.06 | 34.26 | 0.99311 | 0 | 0 | 0 | 0.62 | -0.62 | 33.76 | 0 | 0 | 0.063476 | 0.063476 | 0.62 | -0.55652 | 31.8994 | 0.037523 | 0 | 0 | 0 | 0.62 | -0.62 | 33.14 | 0 | 0
[5 empty] | 2022-04-24 | 5.2 | 5.2 | 0.62 | 4.58 | 35 | 3.0739 | 0 | 0.36 | 0.36 | 0.62 | -0.26 | 34 | 0.21281 | 0 | 2.2053 | 2.2053 | 0.62 | 1.5853 | 35 | 1.3036 | 0 | 0 | 0 | 0.62 | -0.62 | 31.2794 | 0 | 0 | 0.4249 | 0.4249 | 0.62 | -0.1951 | 32.9449 | 0.25117 | 0
[5 empty] | 2022-04-25 | 0.36 | 0.36 | 0.62 | -0.26 | 34.74 | 0.21281 | 0 | 0 | 0 | 0.62 | -0.62 | 33.38 | 0 | 0 | 0 | 0 | 0.62 | -0.62 | 34.38 | 0 | 0 | 0 | 0 | 0.62 | -0.62 | 30.6594 | 0 | 0 | 0.57309 | 0.57309 | 0.62 | -0.046905 | 32.898 | 0.33878 | 0
[5 empty] | 2022-04-26 | 7 | 7 | 0.62 | 6.38 | 35 | 4.138 | 0 | 0.84 | 0.84 | 0.62 | 0.22 | 33.6 | 0.49656 | 0 | 6.9028 | 6.9028 | 0.62 | 6.2828 | 35 | 4.0805 | 0 | 1.1417 | 1.1417 | 0.62 | 0.52174 | 31.1811 | 0.67492 | 0 | 4.8343 | 4.8343 | 0.62 | 4.2143 | 35 | 2.8577 | 0
[5 empty] | 2022-04-27 | 1.44 | 1.44 | 0.62 | 0.82 | 35 | 0.85124 | 0 | 4.48 | 4.48 | 0.62 | 3.86 | 35 | 2.6483 | 0 | 2.3227 | 2.3227 | 0.62 | 1.7027 | 35 | 1.373 | 0 | 4.508 | 4.508 | 0.62 | 3.888 | 35 | 2.6648 | 0 | 3.6296 | 3.6296 | 0.62 | 3.0096 | 35 | 2.1456 | 0
[5 empty] | 2022-04-28 | 0.16 | 0.16 | 0.62 | -0.46 | 34.54 | 0.094582 | 0 | 3.08 | 3.08 | 0.62 | 2.46 | 35 | 1.8207 | 0 | 0 | 0 | 0.62 | -0.62 | 34.38 | 0 | 0 | 4.033 | 4.033 | 0.62 | 3.413 | 35 | 2.3841 | 0 | 0 | 0 | 0.62 | -0.62 | 34.38 | 0 | 0
[5 empty] | 2022-04-29 | 0.02 | 0.02 | 0.62 | -0.6 | 33.94 | 0.011823 | 0 | 5.52 | 5.52 | 0.62 | 4.9 | 35 | 3.2631 | 0 | 1.1274 | 1.1274 | 0.62 | 0.50744 | 34.8874 | 0.66647 | 0 | 2.6724 | 2.6724 | 0.62 | 2.0524 | 35 | 1.5797 | 0 | 1.3858 | 1.3858 | 0.62 | 0.76577 | 35 | 0.81918 | 0
[5 empty] | 2022-04-30 | 0 | 0 | 0.62 | -0.62 | 33.32 | 0 | 0 | 0.96 | 0.96 | 0.62 | 0.34 | 35 | 0.56749 | 0 | 0 | 0 | 0.62 | -0.62 | 34.2674 | 0 | 0 | 2.0313 | 2.0313 | 0.62 | 1.4113 | 35 | 1.2008 | 0 | 0.76761 | 0.76761 | 0.62 | 0.14761 | 35 | 0.45376 | 0
[5 empty] | 2022-05-01 | 0 | 0 | 0.62 | -0.62 | 32.7 | 0 | 0 | 0.16 | 0.16 | 0.62 | -0.46 | 34.54 | 0.094582 | 0 | 0.54133 | 0.54133 | 0.62 | -0.078673 | 34.1888 | 0.32 | 0 | 0.080555 | 0.080555 | 0.62 | -0.53944 | 34.4606 | 0.047619 | 0 | 1.2912 | 1.2912 | 0.62 | 0.67124 | 35 | 0.7633 | 0
[5 empty] | 2022-05-02 | 0.4 | 0.4 | 0.62 | -0.22 | 32.48 | 0.23645 | 0 | 0 | 0 | 0.62 | -0.62 | 33.92 | 0 | 0 | 1.7525 | 1.7525 | 0.62 | 1.1325 | 35 | 1.036 | 0 | 1.6653 | 1.6653 | 0.62 | 1.0453 | 35 | 0.9844 | 0 | 0 | 0 | 0.62 | -0.62 | 34.38 | 0 | 0
[5 empty] | 2022-05-03 | 0.92 | 0.92 | 0.62 | 0.3 | 32.78 | 0.54385 | 0 | 0 | 0 | 0.62 | -0.62 | 33.3 | 0 | 0 | 0 | 0 | 0.62 | -0.62 | 34.38 | 0 | 0 | 1.7113 | 1.7113 | 0.62 | 1.0913 | 35 | 1.0116 | 0 | 0 | 0 | 0.62 | -0.62 | 33.76 | 0 | 0
[5 empty] | 2022-05-04 | 0.76 | 0.76 | 0.62 | 0.14 | 32.92 | 0.44926 | 0 | 3.96 | 3.96 | 0.62 | 3.34 | 35 | 2.3409 | 0 | 2.2069 | 2.2069 | 0.62 | 1.5869 | 35 | 1.3046 | 0 | 2.0062 | 2.0062 | 0.62 | 1.3862 | 35 | 1.1859 | 0 | 2.1662 | 2.1662 | 0.62 | 1.5462 | 35 | 1.2805 | 0
[5 empty] | 2022-05-05 | 0 | 0 | 0.62 | -0.62 | 32.3 | 0 | 0 | 0.08 | 0.08 | 0.62 | -0.54 | 34.46 | 0.047291 | 0 | 0 | 0 | 0.62 | -0.62 | 34.38 | 0 | 0 | 0 | 0 | 0.62 | -0.62 | 34.38 | 0 | 0 | 0 | 0 | 0.62 | -0.62 | 34.38 | 0 | 0
[5 empty] | 2022-05-06 | 0 | 0 | 0.62 | -0.62 | 31.68 | 0 | 0 | 0 | 0 | 0.62 | -0.62 | 33.84 | 0 | 0 | 0 | 0 | 0.62 | -0.62 | 33.76 | 0 | 0 | 0 | 0 | 0.62 | -0.62 | 33.76 | 0 | 0 | 0 | 0 | 0.62 | -0.62 | 33.76 | 0 | 0
[5 empty] | 2022-05-07 | 0 | 0 | 0.62 | -0.62 | 31.06 | 0 | 0 | 0 | 0 | 0.62 | -0.62 | 33.22 | 0 | 0 | 0 | 0 | 0.62 | -0.62 | 33.14 | 0 | 0 | 0 | 0 | 0.62 | -0.62 | 33.14 | 0 | 0 | 0 | 0 | 0.62 | -0.62 | 33.14 | 0 | 0
[5 empty] | 2022-05-08 | 0 | 0 | 0.62 | -0.62 | 30.44 | 0 | 0 | 0 | 0 | 0.62 | -0.62 | 32.6 | 0 | 0 | 1.1667 | 1.1667 | 0.62 | 0.5467 | 33.6867 | 0.68968 | 0 | 0 | 0 | 0.62 | -0.62 | 32.52 | 0 | 0 | 1.2809 | 1.2809 | 0.62 | 0.6609 | 33.8009 | 0.75719 | 0
[5 empty] | 2022-05-09 | 0 | 0 | 0.62 | -0.62 | 29.82 | 0 | 0 | 0 | 0 | 0.62 | -0.62 | 31.98 | 0 | 0 | 1.3636 | 1.3636 | 0.62 | 0.74363 | 34.4303 | 0.80609 | 0 | 0 | 0 | 0.62 | -0.62 | 31.9 | 0 | 0 | 2.5811 | 2.5811 | 0.62 | 1.9611 | 35 | 1.5258 | 0
[5 empty] | 2022-05-10 | 0.04 | 0.04 | 0.62 | -0.58 | 29.24 | 0.023645 | 0 | 0.08 | 0.08 | 0.62 | -0.54 | 31.44 | 0.047291 | 0 | 1.6974 | 1.6974 | 0.62 | 1.0774 | 35 | 1.0034 | 0 | 1.3362 | 1.3362 | 0.62 | 0.71618 | 32.6162 | 0.78987 | 0 | 1.4172 | 1.4172 | 0.62 | 0.79723 | 35 | 0.83777 | 0
[5 empty] | 2022-05-11 | 0 | 0 | 0.62 | -0.62 | 28.62 | 0 | 0 | 0 | 0 | 0.62 | -0.62 | 30.82 | 0 | 0 | 0.98302 | 0.98302 | 0.62 | 0.36302 | 35 | 0.5811 | 0 | 0 | 0 | 0.62 | -0.62 | 31.9962 | 0 | 0 | 0 | 0 | 0.62 | -0.62 | 34.38 | 0 | 0
[5 empty] | 2022-05-12 | 0.04 | 0.04 | 0.62 | -0.58 | 28.04 | 0.023645 | 0 | 0 | 0 | 0.62 | -0.62 | 30.2 | 0 | 0 | 0 | 0 | 0.62 | -0.62 | 34.38 | 0 | 0 | 0 | 0 | 0.62 | -0.62 | 31.3762 | 0 | 0 | 0 | 0 | 0.62 | -0.62 | 33.76 | 0 | 0
[5 empty] | 2022-05-13 | 0 | 0 | 0.62 | -0.62 | 27.42 | 0 | 0 | 0 | 0 | 0.62 | -0.62 | 29.58 | 0 | 0 | 1.3133 | 1.3133 | 0.62 | 0.69326 | 35 | 0.77631 | 0 | 0 | 0 | 0.62 | -0.62 | 30.7562 | 0 | 0 | 2.137 | 2.137 | 0.62 | 1.517 | 35 | 1.2633 | 0
[5 empty] | 2022-05-14 | 0 | 0 | 0.62 | -0.62 | 26.8 | 0 | 0 | 0 | 0 | 0.62 | -0.62 | 28.96 | 0 | 0 | 0 | 0 | 0.62 | -0.62 | 34.38 | 0 | 0 | 1.5913 | 1.5913 | 0.62 | 0.97126 | 31.7274 | 0.94065 | 0 | 0 | 0 | 0.62 | -0.62 | 34.38 | 0 | 0
[5 empty] | 2022-05-15 | 0 | 0 | 0.62 | -0.62 | 26.18 | 0 | 0 | 0 | 0 | 0.62 | -0.62 | 28.34 | 0 | 0 | 0 | 0 | 0.62 | -0.62 | 33.76 | 0 | 0 | 0 | 0 | 0.62 | -0.62 | 31.1074 | 0 | 0 | 0 | 0 | 0.62 | -0.62 | 33.76 | 0 | 0
[5 empty] | 2022-05-16 | 0.56 | 0.56 | 0.62 | -0.06 | 26.12 | 0.33104 | 0 | 0.04 | 0.04 | 0.62 | -0.58 | 27.76 | 0.023645 | 0 | 0.49616 | 0.49616 | 0.62 | -0.12384 | 33.6362 | 0.2933 | 0 | 0 | 0 | 0.62 | -0.62 | 30.4874 | 0 | 0 | 0 | 0 | 0.62 | -0.62 | 33.14 | 0 | 0
[5 empty] | 2022-05-17 | 0 | 0 | 0.62 | -0.62 | 25.5 | 0 | 0 | 0 | 0 | 0.62 | -0.62 | 27.14 | 0 | 0 | 0 | 0 | 0.62 | -0.62 | 33.0162 | 0 | 0 | 0 | 0 | 0.62 | -0.62 | 29.8674 | 0 | 0 | 0 | 0 | 0.62 | -0.62 | 32.52 | 0 | 0
[5 empty] | 2022-05-18 | 0 | 0 | 0.62 | -0.62 | 24.88 | 0 | 0 | 0 | 0 | 0.62 | -0.62 | 26.52 | 0 | 0 | 1.2696 | 1.2696 | 0.62 | 0.64962 | 33.6658 | 0.75052 | 0 | 0 | 0 | 0.62 | -0.62 | 29.2474 | 0 | 0 | 1.2756 | 1.2756 | 0.62 | 0.65565 | 33.1756 | 0.75408 | 0
[5 empty] | 2022-05-19 | 0 | 0 | 0.62 | -0.62 | 24.26 | 0 | 0 | 0 | 0 | 0.62 | -0.62 | 25.9 | 0 | 0 | 1.7718 | 1.7718 | 0.62 | 1.1518 | 34.8176 | 1.0474 | 0 | 1.0052 | 1.0052 | 0.62 | 0.38521 | 29.6327 | 0.59421 | 0 | 0.97391 | 0.97391 | 0.62 | 0.35391 | 33.5296 | 0.57571 | 0
[5 empty] | 2022-05-20 | 0 | 0 | 0.62 | -0.62 | 23.64 | 0 | 0 | 0 | 0 | 0.62 | -0.62 | 25.28 | 0 | 0 | 0.43819 | 0.43819 | 0.62 | -0.18181 | 34.6358 | 0.25903 | 0 | 0 | 0 | 0.62 | -0.62 | 29.0127 | 0 | 0 | 1.2584 | 1.2584 | 0.62 | 0.63837 | 34.1679 | 0.74387 | 0
[5 empty] | 2022-05-21 | 1.64 | 1.64 | 0.62 | 1.02 | 24.66 | 0.96946 | 0 | 0 | 0 | 0.62 | -0.62 | 24.66 | 0 | 0 | 2.2217 | 2.2217 | 0.62 | 1.6017 | 35 | 1.3133 | 0 | 0 | 0 | 0.62 | -0.62 | 28.3927 | 0 | 0 | 2.3115 | 2.3115 | 0.62 | 1.6915 | 35 | 1.3664 | 0
[5 empty] | 2022-05-22 | 5.92 | 5.92 | 0.62 | 5.3 | 29.96 | 3.4995 | 0 | 0.04 | 0.04 | 0.62 | -0.58 | 24.08 | 0.023645 | 0 | 5.8795 | 5.8795 | 0.62 | 5.2595 | 35 | 3.4756 | 0 | 0 | 0 | 0.62 | -0.62 | 27.7727 | 0 | 0 | 6.6469 | 6.6469 | 0.62 | 6.0269 | 35 | 3.9292 | 0
[5 empty] | 2022-05-23 | 0.16 | 0.16 | 0.62 | -0.46 | 29.5 | 0.094582 | 0 | 0.04 | 0.04 | 0.62 | -0.58 | 23.5 | 0.023645 | 0 | 1.1527 | 1.1527 | 0.62 | 0.53271 | 35 | 0.68141 | 0 | 0.33212 | 0.33212 | 0.62 | -0.28788 | 27.4848 | 0.19633 | 0 | 0 | 0 | 0.62 | -0.62 | 34.38 | 0 | 0
[5 empty] | 2022-05-24 | 1.04 | 1.04 | 0.62 | 0.42 | 29.92 | 0.61478 | 0 | 0 | 0 | 0.62 | -0.62 | 22.88 | 0 | 0 | 0 | 0 | 0.62 | -0.62 | 34.38 | 0 | 0 | 0 | 0 | 0.62 | -0.62 | 26.8648 | 0 | 0 | 0 | 0 | 0.62 | -0.62 | 33.76 | 0 | 0
[5 empty] | 2022-05-25 | 4.68 | 4.68 | 0.62 | 4.06 | 33.98 | 2.7665 | 0 | 0 | 0 | 0.62 | -0.62 | 22.26 | 0 | 0 | 3.1119 | 3.1119 | 0.62 | 2.4919 | 35 | 1.8396 | 0 | 0 | 0 | 0.62 | -0.62 | 26.2448 | 0 | 0 | 2.1043 | 2.1043 | 0.62 | 1.4843 | 35 | 1.244 | 0
[5 empty] | 2022-05-26 | 0 | 0 | 0.62 | -0.62 | 33.36 | 0 | 0 | 0 | 0 | 0.62 | -0.62 | 21.64 | 0 | 0 | 0 | 0 | 0.62 | -0.62 | 34.38 | 0 | 0 | 0 | 0 | 0.62 | -0.62 | 25.6248 | 0 | 0 | 0.56506 | 0.56506 | 0.62 | -0.054943 | 34.9451 | 0.33403 | 0
[5 empty] | 2022-05-27 | 0.88 | 0.88 | 0.62 | 0.26 | 33.62 | 0.5202 | 0 | 0 | 0 | 0.62 | -0.62 | 21.02 | 0 | 0 | 2.1985 | 2.1985 | 0.62 | 1.5785 | 35 | 1.2996 | 0 | 0.60176 | 0.60176 | 0.62 | -0.018238 | 25.6065 | 0.35572 | 0 | 0.8695 | 0.8695 | 0.62 | 0.2495 | 35 | 0.51399 | 0
[5 empty] | 2022-05-28 | 0 | 0 | 0.62 | -0.62 | 33 | 0 | 0 | 0 | 0 | 0.62 | -0.62 | 20.4 | 0 | 0 | 0 | 0 | 0.62 | -0.62 | 34.38 | 0 | 0 | 0.28191 | 0.28191 | 0.62 | -0.33809 | 25.2684 | 0.16664 | 0 | 0 | 0 | 0.62 | -0.62 | 34.38 | 0 | 0
[5 empty] | 2022-05-29 | 0 | 0 | 0.62 | -0.62 | 32.38 | 0 | 0 | 0 | 0 | 0.62 | -0.62 | 19.78 | 0 | 0 | 0 | 0 | 0.62 | -0.62 | 33.76 | 0 | 0 | 0.84864 | 0.84864 | 0.62 | 0.22864 | 25.4971 | 0.50166 | 0 | 0 | 0 | 0.62 | -0.62 | 33.76 | 0 | 0
[5 empty] | 2022-05-30 | 0 | 0 | 0.62 | -0.62 | 31.76 | 0 | 0 | 0 | 0 | 0.62 | -0.62 | 19.16 | 0 | 0 | 0 | 0 | 0.62 | -0.62 | 33.14 | 0 | 0 | 1.5436 | 1.5436 | 0.62 | 0.92362 | 26.4207 | 0.91249 | 0 | 0 | 0 | 0.62 | -0.62 | 33.14 | 0 | 0
[5 empty] | 2022-05-31 | 0 | 0 | 0.62 | -0.62 | 31.14 | 0 | 0 | 0 | 0 | 0.62 | -0.62 | 18.54 | 0 | 0 | 0.21199 | 0.21199 | 0.62 | -0.40801 | 32.732 | 0.12532 | 0 | 0 | 0 | 0.62 | -0.62 | 25.8007 | 0 | 0 | 0.44696 | 0.44696 | 0.62 | -0.17304 | 32.967 | 0.26422 | 0
[5 empty] | 2022-06-01 | 0 | 0 | 0.62 | -0.62 | 30.52 | 0 | 0 | 1.48 | 1.48 | 0.62 | 0.86 | 19.4 | 0.87488 | 0 | 1.5163 | 1.5163 | 0.62 | 0.89629 | 33.6283 | 0.89633 | 0 | 2.9363 | 2.9363 | 0.62 | 2.3163 | 28.117 | 1.7358 | 0 | 2.7993 | 2.7993 | 0.62 | 2.1793 | 35 | 1.6548 | 0
[5 empty] | 2022-06-02 | 0 | 0 | 0.62 | -0.62 | 29.9 | 0 | 0 | 0.56 | 0.56 | 0.62 | -0.06 | 19.34 | 0.33104 | 0 | 0.71279 | 0.71279 | 0.62 | 0.092791 | 33.7211 | 0.42136 | 0 | 0 | 0 | 0.62 | -0.62 | 27.497 | 0 | 0 | 0.79892 | 0.79892 | 0.62 | 0.17892 | 35 | 0.47227 | 0
[5 empty] | 2022-06-03 | 0 | 0 | 0.62 | -0.62 | 29.28 | 0 | 0 | 0 | 0 | 0.62 | -0.62 | 18.72 | 0 | 0 | 0 | 0 | 0.62 | -0.62 | 33.1011 | 0 | 0 | 0 | 0 | 0.62 | -0.62 | 26.877 | 0 | 0 | 0 | 0 | 0.62 | -0.62 | 34.38 | 0 | 0
[5 empty] | 2022-06-04 | 0 | 0 | 0.62 | -0.62 | 28.66 | 0 | 0 | 0 | 0 | 0.62 | -0.62 | 18.1 | 0 | 0 | 0 | 0 | 0.62 | -0.62 | 32.4811 | 0 | 0 | 1.1959 | 1.1959 | 0.62 | 0.57589 | 27.4529 | 0.70693 | 0 | 0.3606 | 0.3606 | 0.62 | -0.2594 | 34.1206 | 0.21316 | 0
[5 empty] | 2022-06-05 | 0 | 0 | 0.62 | -0.62 | 28.04 | 0 | 0 | 0 | 0 | 0.62 | -0.62 | 17.48 | 0 | 0 | 0 | 0 | 0.62 | -0.62 | 31.8611 | 0 | 0 | 0 | 0 | 0.62 | -0.62 | 26.8329 | 0 | 0 | 0 | 0 | 0.62 | -0.62 | 33.5006 | 0 | 0
[5 empty] | 2022-06-06 | 0 | 0 | 0.62 | -0.62 | 27.42 | 0 | 0 | 0 | 0 | 0.62 | -0.62 | 16.86 | 0 | 0 | 0 | 0 | 0.62 | -0.62 | 31.2411 | 0 | 0 | 0 | 0 | 0.62 | -0.62 | 26.2129 | 0 | 0 | 0 | 0 | 0.62 | -0.62 | 32.8806 | 0 | 0
[5 empty] | 2022-06-07 | 0 | 0 | 0.62 | -0.62 | 26.8 | 0 | 0 | 0 | 0 | 0.62 | -0.62 | 16.24 | 0 | 0 | 0 | 0 | 0.62 | -0.62 | 30.6211 | 0 | 0 | 0.91883 | 0.91883 | 0.62 | 0.29883 | 26.5117 | 0.54315 | 0 | 0 | 0 | 0.62 | -0.62 | 32.2606 | 0 | 0
[5 empty] | 2022-06-08 | 0.04 | 0.04 | 0.62 | -0.58 | 26.22 | 0.023645 | 0 | 0 | 0 | 0.62 | -0.62 | 15.62 | 0 | 0 | 0 | 0 | 0.62 | -0.62 | 30.0011 | 0 | 0 | 0 | 0 | 0.62 | -0.62 | 25.8917 | 0 | 0 | 0 | 0 | 0.62 | -0.62 | 31.6406 | 0 | 0
[5 empty] | 2022-06-09 | 0 | 0 | 0.62 | -0.62 | 25.6 | 0 | 0 | 0 | 0 | 0.62 | -0.62 | 15 | 0 | 0 | 0 | 0 | 0.62 | -0.62 | 29.3811 | 0 | 0 | 1.5411 | 1.5411 | 0.62 | 0.9211 | 26.8128 | 0.911 | 0 | 0 | 0 | 0.62 | -0.62 | 31.0206 | 0 | 0
[5 empty] | 2022-06-10 | 0 | 0 | 0.62 | -0.62 | 24.98 | 0 | 0 | 0 | 0 | 0.62 | -0.62 | 14.38 | 0 | 0 | 0 | 0 | 0.62 | -0.62 | 28.7611 | 0 | 0 | 0 | 0 | 0.62 | -0.62 | 26.1928 | 0 | 0 | 1.7513 | 1.7513 | 0.62 | 1.1313 | 32.1519 | 1.0353 | 0
[5 empty] | 2022-06-11 | 0 | 0 | 0.62 | -0.62 | 24.36 | 0 | 0 | 0 | 0 | 0.62 | -0.62 | 13.76 | 0 | 0 | 0 | 0 | 0.62 | -0.62 | 28.1411 | 0 | 0 | 0.71517 | 0.71517 | 0.62 | 0.095168 | 26.288 | 0.42276 | 0 | 0 | 0 | 0.62 | -0.62 | 31.5319 | 0 | 0
[5 empty] | 2022-06-12 | 0 | 0 | 0.62 | -0.62 | 23.74 | 0 | 0 | 0 | 0 | 0.62 | -0.62 | 13.14 | 0 | 0 | 1.7419 | 1.7419 | 0.62 | 1.1219 | 29.2629 | 1.0297 | 0 | 0 | 0 | 0.62 | -0.62 | 25.668 | 0 | 0 | 1.6259 | 1.6259 | 0.62 | 1.0059 | 32.5378 | 0.96115 | 0
[5 empty] | 2022-06-13 | 0 | 0 | 0.62 | -0.62 | 23.12 | 0 | 0 | 0 | 0 | 0.62 | -0.62 | 12.52 | 0 | 0 | 0 | 0 | 0.62 | -0.62 | 28.6429 | 0 | 0 | 1.0112 | 1.0112 | 0.62 | 0.39119 | 26.0592 | 0.59775 | 0 | 0 | 0 | 0.62 | -0.62 | 31.9178 | 0 | 0
[5 empty] | 2022-06-14 | 0.72 | 0.72 | 0.62 | 0.1 | 23.22 | 0.42562 | 0 | 0 | 0 | 0.62 | -0.62 | 11.9 | 0 | 0 | 0 | 0 | 0.62 | -0.62 | 28.0229 | 0 | 0 | 0 | 0 | 0.62 | -0.62 | 25.4392 | 0 | 0 | 0.94691 | 0.94691 | 0.62 | 0.32691 | 32.2447 | 0.55975 | 0
[5 empty] | 2022-06-15 | 0 | 0 | 0.62 | -0.62 | 22.6 | 0 | 0 | 0 | 0 | 0.62 | -0.62 | 11.28 | 0 | 0 | 0 | 0 | 0.62 | -0.62 | 27.4029 | 0 | 0 | 0 | 0 | 0.62 | -0.62 | 24.8192 | 0 | 0 | 0 | 0 | 0.62 | -0.62 | 31.6247 | 0 | 0
[5 empty] | 2022-06-16 | 0 | 0 | 0.62 | -0.62 | 21.98 | 0 | 0 | 0 | 0 | 0.62 | -0.62 | 10.66 | 0 | 0 | 0 | 0 | 0.62 | -0.62 | 26.7829 | 0 | 0 | 0.72306 | 0.72306 | 0.62 | 0.10306 | 24.9222 | 0.42743 | 0 | 0 | 0 | 0.62 | -0.62 | 31.0047 | 0 | 0
[5 empty] | 2022-06-17 | 0 | 0 | 0.62 | -0.62 | 21.36 | 0 | 0 | 0 | 0 | 0.62 | -0.62 | 10.04 | 0 | 0 | 0 | 0 | 0.62 | -0.62 | 26.1629 | 0 | 0 | 0.35457 | 0.35457 | 0.62 | -0.26543 | 24.6568 | 0.2096 | 0 | 0 | 0 | 0.62 | -0.62 | 30.3847 | 0 | 0
[5 empty] | 2022-06-18 | 0.32 | 0.32 | 0.62 | -0.3 | 21.06 | 0.18916 | 0 | 1.4 | 1.4 | 0.62 | 0.78 | 10.82 | 0.82759 | 0 | 0 | 0 | 0.62 | -0.62 | 25.5429 | 0 | 0 | 0.2235 | 0.2235 | 0.62 | -0.3965 | 24.2603 | 0.13212 | 0 | 0 | 0 | 0.62 | -0.62 | 29.7647 | 0 | 0
[5 empty] | 2022-06-19 | 4.16 | 4.16 | 0.62 | 3.54 | 24.6 | 2.4591 | 0 | 0 | 0 | 0.62 | -0.62 | 10.2 | 0 | 0 | 4.2911 | 4.2911 | 0.62 | 3.6711 | 29.214 | 2.5366 | 0 | 1.2104 | 1.2104 | 0.62 | 0.59043 | 24.8507 | 0.71553 | 0 | 4.0093 | 4.0093 | 0.62 | 3.3893 | 33.154 | 2.3701 | 0
[5 empty] | 2022-06-20 | 0.64 | 0.64 | 0.62 | 0.02 | 24.62 | 0.37833 | 0 | 0 | 0 | 0.62 | -0.62 | 9.58 | 0 | 0 | 1.9079 | 1.9079 | 0.62 | 1.2879 | 30.502 | 1.1279 | 0 | 0.20634 | 0.20634 | 0.62 | -0.41366 | 24.4371 | 0.12198 | 0 | 2.9133 | 2.9133 | 0.62 | 2.2933 | 35 | 1.7222 | 0
[5 empty] | 2022-06-21 | 0.24 | 0.24 | 0.62 | -0.38 | 24.24 | 0.14187 | 0 | 0 | 0 | 0.62 | -0.62 | 8.96 | 0 | 0 | 0 | 0 | 0.62 | -0.62 | 29.882 | 0 | 0 | 0 | 0 | 0.62 | -0.62 | 23.8171 | 0 | 0 | 1.7611 | 1.7611 | 0.62 | 1.1411 | 35 | 1.041 | 0
[5 empty] | 2022-06-22 | 0 | 0 | 0.62 | -0.62 | 23.62 | 0 | 0 | 0 | 0 | 0.62 | -0.62 | 8.34 | 0 | 0 | 0 | 0 | 0.62 | -0.62 | 29.262 | 0 | 0 | 0.32045 | 0.32045 | 0.62 | -0.29955 | 23.5175 | 0.18943 | 0 | 0 | 0 | 0.62 | -0.62 | 34.38 | 0 | 0
[5 empty] | 2022-06-23 | 3.08 | 3.08 | 0.62 | 2.46 | 26.08 | 1.8207 | 0 | 0.28 | 0.28 | 0.62 | -0.34 | 8 | 0.16552 | 0 | 1.0283 | 1.0283 | 0.62 | 0.40827 | 29.6702 | 0.60785 | 0 | 0 | 0 | 0.62 | -0.62 | 22.8975 | 0 | 0 | 0 | 0 | 0.62 | -0.62 | 33.76 | 0 | 0
[5 empty] | 2022-06-24 | 0.24 | 0.24 | 0.62 | -0.38 | 25.7 | 0.14187 | 0 | 2.68 | 2.68 | 0.62 | 2.06 | 10.06 | 1.5842 | 0 | 1.7848 | 1.7848 | 0.62 | 1.1648 | 30.835 | 1.055 | 0 | 1.3222 | 1.3222 | 0.62 | 0.70219 | 23.5997 | 0.7816 | 0 | 1.2618 | 1.2618 | 0.62 | 0.64177 | 34.4018 | 0.74588 | 0
[5 empty] | 2022-06-25 | 0 | 0 | 0.62 | -0.62 | 25.08 | 0 | 0 | 0.8 | 0.8 | 0.62 | 0.18 | 10.24 | 0.47291 | 0 | 0 | 0 | 0.62 | -0.62 | 30.215 | 0 | 0 | 2.57 | 2.57 | 0.62 | 1.95 | 25.5497 | 1.5192 | 0 | 0 | 0 | 0.62 | -0.62 | 33.7818 | 0 | 0
[5 empty] | 2022-06-26 | 1.16 | 1.16 | 0.62 | 0.54 | 25.62 | 0.68572 | 0 | 0 | 0 | 0.62 | -0.62 | 9.62 | 0 | 0 | 0 | 0 | 0.62 | -0.62 | 29.595 | 0 | 0 | 0 | 0 | 0.62 | -0.62 | 24.9297 | 0 | 0 | 0 | 0 | 0.62 | -0.62 | 33.1618 | 0 | 0
[5 empty] | 2022-06-27 | 4.08 | 4.08 | 0.62 | 3.46 | 29.08 | 2.4118 | 0 | 0 | 0 | 0.62 | -0.62 | 9 | 0 | 0 | 0.92464 | 0.92464 | 0.62 | 0.30464 | 29.8997 | 0.54659 | 0 | 0 | 0 | 0.62 | -0.62 | 24.3097 | 0 | 0 | 1.795 | 1.795 | 0.62 | 1.175 | 34.3368 | 1.0611 | 0
[5 empty] | 2022-06-28 | 4.08 | 4.08 | 0.62 | 3.46 | 32.54 | 2.4118 | 0 | 0 | 0 | 0.62 | -0.62 | 8.38 | 0 | 0 | 4.1 | 4.1 | 0.62 | 3.48 | 33.3796 | 2.4236 | 0 | 0 | 0 | 0.62 | -0.62 | 23.6897 | 0 | 0 | 1.3821 | 1.3821 | 0.62 | 0.76209 | 35 | 0.81701 | 0
[5 empty] | 2022-06-29 | 0.12 | 0.12 | 0.62 | -0.5 | 32.04 | 0.070936 | 0 | 0 | 0 | 0.62 | -0.62 | 7.76 | 0 | 0 | 0.4238 | 0.4238 | 0.62 | -0.1962 | 33.1834 | 0.25052 | 0 | 0 | 0 | 0.62 | -0.62 | 23.0697 | 0 | 0 | 0 | 0 | 0.62 | -0.62 | 34.38 | 0 | 0
[5 empty] | 2022-06-30 | 0 | 0 | 0.62 | -0.62 | 31.42 | 0 | 0 | 0 | 0 | 0.62 | -0.62 | 7.14 | 0 | 0 | 1.6899 | 1.6899 | 0.62 | 1.0699 | 34.2533 | 0.99898 | 0 | 0 | 0 | 0.62 | -0.62 | 22.4497 | 0 | 0 | 1.3431 | 1.3431 | 0.62 | 0.72312 | 35 | 0.79397 | 0
[5 empty] | 2022-07-01 | 0 | 0 | 0.62 | -0.62 | 30.8 | 0 | 0 | 0 | 0 | 0.62 | -0.62 | 6.52 | 0 | 0 | 0 | 0 | 0.62 | -0.62 | 33.6333 | 0 | 0 | 0.29588 | 0.29588 | 0.62 | -0.32412 | 22.1256 | 0.17491 | 0 | 0 | 0 | 0.62 | -0.62 | 34.38 | 0 | 0
[5 empty] | 2022-07-02 | 0.36 | 0.36 | 0.62 | -0.26 | 30.54 | 0.21281 | 0 | 0 | 0 | 0.62 | -0.62 | 5.9 | 0 | 0 | 0 | 0 | 0.62 | -0.62 | 33.0133 | 0 | 0 | 0 | 0 | 0.62 | -0.62 | 21.5056 | 0 | 0 | 0 | 0 | 0.62 | -0.62 | 33.76 | 0 | 0
[5 empty] | 2022-07-03 | 1.24 | 1.24 | 0.62 | 0.62 | 31.16 | 0.73301 | 0 | 0 | 0 | 0.62 | -0.62 | 5.28 | 0 | 0 | 0 | 0 | 0.62 | -0.62 | 32.3933 | 0 | 0 | 0 | 0 | 0.62 | -0.62 | 20.8856 | 0 | 0 | 0 | 0 | 0.62 | -0.62 | 33.14 | 0 | 0
[5 empty] | 2022-07-04 | 1.88 | 1.88 | 0.62 | 1.26 | 32.42 | 1.1113 | 0 | 0 | 0 | 0.62 | -0.62 | 4.66 | 0 | 0 | 0 | 0 | 0.62 | -0.62 | 31.7733 | 0 | 0 | 0 | 0 | 0.62 | -0.62 | 20.2656 | 0 | 0 | 1.0598 | 1.0598 | 0.62 | 0.43982 | 33.5798 | 0.6265 | 0
[5 empty] | 2022-07-05 | 5.32 | 5.32 | 0.62 | 4.7 | 35 | 3.1448 | 0 | 0 | 0 | 0.62 | -0.62 | 4.04 | 0 | 0 | 3.8278 | 3.8278 | 0.62 | 3.2078 | 34.9811 | 2.2628 | 0 | 1.7291 | 1.7291 | 0.62 | 1.1091 | 21.3747 | 1.0221 | 0 | 2.1663 | 2.1663 | 0.62 | 1.5463 | 35 | 1.2806 | 0
[5 empty] | 2022-07-06 | 2.72 | 2.72 | 0.62 | 2.1 | 35 | 1.6079 | 0 | 0 | 0 | 0.62 | -0.62 | 3.42 | 0 | 0 | 3.5976 | 3.5976 | 0.62 | 2.9776 | 35 | 2.1267 | 0 | 0 | 0 | 0.62 | -0.62 | 20.7547 | 0 | 0 | 3.5363 | 3.5363 | 0.62 | 2.9163 | 35 | 2.0905 | 0
[5 empty] | 2022-07-07 | 0 | 0 | 0.62 | -0.62 | 34.38 | 0 | 0 | 0.04 | 0.04 | 0.62 | -0.58 | 2.84 | 0.023645 | 0 | 0.10302 | 0.10302 | 0.62 | -0.51698 | 34.483 | 0.060901 | 0 | 0.9406 | 0.9406 | 0.62 | 0.3206 | 21.0753 | 0.55602 | 0 | 0.81795 | 0.81795 | 0.62 | 0.19795 | 35 | 0.48352 | 0
[5 empty] | 2022-07-08 | 0 | 0 | 0.62 | -0.62 | 33.76 | 0 | 0 | 0 | 0 | 0.62 | -0.62 | 2.22 | 0 | 0 | 0 | 0 | 0.62 | -0.62 | 33.863 | 0 | 0 | 0 | 0 | 0.62 | -0.62 | 20.4553 | 0 | 0 | 0.94535 | 0.94535 | 0.62 | 0.32535 | 35 | 0.55883 | 0
[5 empty] | 2022-07-09 | 0 | 0 | 0.62 | -0.62 | 33.14 | 0 | 0 | 0.2 | 0.2 | 0.62 | -0.42 | 1.8 | 0.11823 | 0 | 1.6055 | 1.6055 | 0.62 | 0.98553 | 34.8486 | 0.94909 | 0 | 1.4275 | 1.4275 | 0.62 | 0.80754 | 21.2628 | 0.84387 | 0 | 0.78148 | 0.78148 | 0.62 | 0.16148 | 35 | 0.46196 | 0
[5 empty] | 2022-07-10 | 0 | 0 | 0.62 | -0.62 | 32.52 | 0 | 0 | 0.24 | 0.24 | 0.62 | -0.38 | 1.42 | 0.14187 | 0 | 1.7293 | 1.7293 | 0.62 | 1.1093 | 35 | 1.0223 | 0 | 0 | 0 | 0.62 | -0.62 | 20.6428 | 0 | 0 | 0.73123 | 0.73123 | 0.62 | 0.11123 | 35 | 0.43226 | 0
[5 empty] | 2022-07-11 | 0 | 0 | 0.62 | -0.62 | 31.9 | 0 | 0 | 0.48 | 0.48 | 0.62 | -0.14 | 1.28 | 0.28375 | 0 | 0.88006 | 0.88006 | 0.62 | 0.26006 | 35 | 0.52024 | 0 | 2.0611 | 2.0611 | 0.62 | 1.4411 | 22.0839 | 1.2184 | 0 | 0 | 0 | 0.62 | -0.62 | 34.38 | 0 | 0
[5 empty] | 2022-07-12 | 0 | 0 | 0.62 | -0.62 | 31.28 | 0 | 0 | 0.8 | 0.8 | 0.62 | 0.18 | 1.46 | 0.47291 | 0 | 0 | 0 | 0.62 | -0.62 | 34.38 | 0 | 0 | 0.84783 | 0.84783 | 0.62 | 0.22783 | 22.3117 | 0.50118 | 0 | 0 | 0 | 0.62 | -0.62 | 33.76 | 0 | 0
[5 empty] | 2022-07-13 | 0 | 0 | 0.62 | -0.62 | 30.66 | 0 | 0 | 0 | 0 | 0.62 | -0.62 | 0.84 | 0 | 0 | 0 | 0 | 0.62 | -0.62 | 33.76 | 0 | 0 | 0.38913 | 0.38913 | 0.62 | -0.23087 | 22.0809 | 0.23003 | 0 | 0 | 0 | 0.62 | -0.62 | 33.14 | 0 | 0
[5 empty] | 2022-07-14 | 0 | 0 | 0.62 | -0.62 | 30.04 | 0 | 0 | 0 | 0 | 0.62 | -0.62 | 0.22 | 0 | 0 | 1.0553 | 1.0553 | 0.62 | 0.43528 | 34.1953 | 0.62381 | 0 | 0 | 0 | 0.62 | -0.62 | 21.4609 | 0 | 0 | 1.4714 | 1.4714 | 0.62 | 0.85135 | 33.9914 | 0.86977 | 0
[5 empty] | 2022-07-15 | 0 | 0 | 0.62 | -0.62 | 29.42 | 0 | 0 | 0 | 0 | 0.62 | -0.62 | 0 | 0 | 1 | 0 | 0 | 0.62 | -0.62 | 33.5753 | 0 | 0 | 0 | 0 | 0.62 | -0.62 | 20.8409 | 0 | 0 | 0.61748 | 0.61748 | 0.62 | -0.00252 | 33.9888 | 0.36502 | 0
[5 empty] | 2022-07-16 | 0 | 0 | 0.62 | -0.62 | 28.8 | 0 | 0 | 0 | 0 | 0.62 | -0.62 | 0 | 0 | 1 | 1.5773 | 1.5773 | 0.62 | 0.95729 | 34.5326 | 0.93239 | 0 | 0 | 0 | 0.62 | -0.62 | 20.2209 | 0 | 0 | 3.0947 | 3.0947 | 0.62 | 2.4747 | 35 | 1.8294 | 0
[5 empty] | 2022-07-17 | 0 | 0 | 0.62 | -0.62 | 28.18 | 0 | 0 | 0 | 0 | 0.62 | -0.62 | 0 | 0 | 1 | 0 | 0 | 0.62 | -0.62 | 33.9126 | 0 | 0 | 0 | 0 | 0.62 | -0.62 | 19.6009 | 0 | 0 | 0 | 0 | 0.62 | -0.62 | 34.38 | 0 | 0
[5 empty] | 2022-07-18 | 7.4 | 7.4 | 0.62 | 6.78 | 34.96 | 4.3744 | 0 | 0 | 0 | 0.62 | -0.62 | 0 | 0 | 1 | 6.7568 | 6.7568 | 0.62 | 6.1368 | 35 | 3.9942 | 0 | 1.2864 | 1.2864 | 0.62 | 0.66636 | 20.2672 | 0.76042 | 0 | 7.7729 | 7.7729 | 0.62 | 7.1529 | 35 | 4.5948 | 0
[5 empty] | 2022-07-19 | 0.36 | 0.36 | 0.62 | -0.26 | 34.7 | 0.21281 | 0 | 0 | 0 | 0.62 | -0.62 | 0 | 0 | 1 | 0 | 0 | 0.62 | -0.62 | 34.38 | 0 | 0 | 1.0476 | 1.0476 | 0.62 | 0.4276 | 20.6948 | 0.61927 | 0 | 0 | 0 | 0.62 | -0.62 | 34.38 | 0 | 0
[5 empty] | 2022-07-20 | 0 | 0 | 0.62 | -0.62 | 34.08 | 0 | 0 | 0.12 | 0.12 | 0.62 | -0.5 | 0.12 | 0.070936 | 1 | 0 | 0 | 0.62 | -0.62 | 33.76 | 0 | 0 | 1.0803 | 1.0803 | 0.62 | 0.46026 | 21.1551 | 0.63858 | 0 | 1.1684 | 1.1684 | 0.62 | 0.54842 | 34.9284 | 0.69069 | 0
[5 empty] | 2022-07-21 | 0 | 0 | 0.62 | -0.62 | 33.46 | 0 | 0 | 0 | 0 | 0.62 | -0.62 | 0 | 0 | 1 | 0 | 0 | 0.62 | -0.62 | 33.14 | 0 | 0 | 0 | 0 | 0.62 | -0.62 | 20.5351 | 0 | 0 | 0 | 0 | 0.62 | -0.62 | 34.3084 | 0 | 0
[5 empty] | 2022-07-22 | 1.6 | 1.6 | 0.62 | 0.98 | 34.44 | 0.94582 | 0 | 0 | 0 | 0.62 | -0.62 | 0 | 0 | 1 | 1.8624 | 1.8624 | 0.62 | 1.2424 | 34.3824 | 1.1009 | 0 | 0.91757 | 0.91757 | 0.62 | 0.29757 | 20.8327 | 0.54241 | 0 | 3.5123 | 3.5123 | 0.62 | 2.8923 | 35 | 2.0763 | 0
[5 empty] | 2022-07-23 | 3.64 | 3.64 | 0.62 | 3.02 | 35 | 2.1517 | 0 | 1.68 | 1.68 | 0.62 | 1.06 | 1.68 | 0.99311 | 1 | 3.6175 | 3.6175 | 0.62 | 2.9975 | 35 | 2.1384 | 0 | 0 | 0 | 0.62 | -0.62 | 20.2127 | 0 | 0 | 3.0428 | 3.0428 | 0.62 | 2.4228 | 35 | 1.7987 | 0
[5 empty] | 2022-07-24 | 0.12 | 0.12 | 0.62 | -0.5 | 34.5 | 0.070936 | 0 | 0.8 | 0.8 | 0.62 | 0.18 | 1.86 | 0.47291 | 0 | 0.056796 | 0.056796 | 0.62 | -0.5632 | 34.4368 | 0.033574 | 0 | 0 | 0 | 0.62 | -0.62 | 19.5927 | 0 | 0 | 0 | 0 | 0.62 | -0.62 | 34.38 | 0 | 0
[5 empty] | 2022-07-25 | 0 | 0 | 0.62 | -0.62 | 33.88 | 0 | 0 | 0.84 | 0.84 | 0.62 | 0.22 | 2.08 | 0.49656 | 0 | 0.62644 | 0.62644 | 0.62 | 0.0064368 | 34.4432 | 0.37031 | 0 | 2.3188 | 2.3188 | 0.62 | 1.6988 | 21.2914 | 1.3707 | 0 | 0 | 0 | 0.62 | -0.62 | 33.76 | 0 | 0
[5 empty] | 2022-07-26 | 0 | 0 | 0.62 | -0.62 | 33.26 | 0 | 0 | 0 | 0 | 0.62 | -0.62 | 1.46 | 0 | 0 | 0.94295 | 0.94295 | 0.62 | 0.32295 | 34.7662 | 0.55741 | 0 | 0 | 0 | 0.62 | -0.62 | 20.6714 | 0 | 0 | 0 | 0 | 0.62 | -0.62 | 33.14 | 0 | 0
[5 empty] | 2022-07-27 | 0 | 0 | 0.62 | -0.62 | 32.64 | 0 | 0 | 0 | 0 | 0.62 | -0.62 | 0.84 | 0 | 0 | 0 | 0 | 0.62 | -0.62 | 34.1462 | 0 | 0 | 0 | 0 | 0.62 | -0.62 | 20.0514 | 0 | 0 | 0 | 0 | 0.62 | -0.62 | 32.52 | 0 | 0
[5 empty] | 2022-07-28 | 0 | 0 | 0.62 | -0.62 | 32.02 | 0 | 0 | 0 | 0 | 0.62 | -0.62 | 0.22 | 0 | 0 | 0.59372 | 0.59372 | 0.62 | -0.026279 | 34.1199 | 0.35097 | 0 | 1.1075 | 1.1075 | 0.62 | 0.48753 | 20.539 | 0.6547 | 0 | 1.3761 | 1.3761 | 0.62 | 0.75614 | 33.2761 | 0.81348 | 0
[5 empty] | 2022-07-29 | 0 | 0 | 0.62 | -0.62 | 31.4 | 0 | 0 | 0 | 0 | 0.62 | -0.62 | 0 | 0 | 1 | 0.17241 | 0.17241 | 0.62 | -0.44759 | 33.6723 | 0.10192 | 0 | 0 | 0 | 0.62 | -0.62 | 19.919 | 0 | 0 | 0 | 0 | 0.62 | -0.62 | 32.6561 | 0 | 0
[5 empty] | 2022-07-30 | 0 | 0 | 0.62 | -0.62 | 30.78 | 0 | 0 | 0 | 0 | 0.62 | -0.62 | 0 | 0 | 1 | 1.7732 | 1.7732 | 0.62 | 1.1532 | 34.8255 | 1.0482 | 0 | 0 | 0 | 0.62 | -0.62 | 19.299 | 0 | 0 | 0 | 0 | 0.62 | -0.62 | 32.0361 | 0 | 0
[5 empty] | 2022-07-31 | 0 | 0 | 0.62 | -0.62 | 30.16 | 0 | 0 | 0 | 0 | 0.62 | -0.62 | 0 | 0 | 1 | 0.65432 | 0.65432 | 0.62 | 0.034319 | 34.8598 | 0.38679 | 0 | 0 | 0 | 0.62 | -0.62 | 18.679 | 0 | 0 | 1.0593 | 1.0593 | 0.62 | 0.43931 | 32.4754 | 0.6262 | 0
[5 empty] | 2022-08-01 | 0 | 0 | 0.62 | -0.62 | 29.54 | 0 | 0 | 0 | 0 | 0.62 | -0.62 | 0 | 0 | 1 | 0 | 0 | 0.62 | -0.62 | 34.2398 | 0 | 0 | 0 | 0 | 0.62 | -0.62 | 18.059 | 0 | 0 | 0 | 0 | 0.62 | -0.62 | 31.8554 | 0 | 0
[5 empty] | 2022-08-02 | 0 | 0 | 0.62 | -0.62 | 28.92 | 0 | 0 | 0 | 0 | 0.62 | -0.62 | 0 | 0 | 1 | 0.15153 | 0.15153 | 0.62 | -0.46847 | 33.7714 | 0.089573 | 0 | 0 | 0 | 0.62 | -0.62 | 17.439 | 0 | 0 | 0 | 0 | 0.62 | -0.62 | 31.2354 | 0 | 0
[5 empty] | 2022-08-03 | 0 | 0 | 0.62 | -0.62 | 28.3 | 0 | 0 | 0 | 0 | 0.62 | -0.62 | 0 | 0 | 1 | 0 | 0 | 0.62 | -0.62 | 33.1514 | 0 | 0 | 0 | 0 | 0.62 | -0.62 | 16.819 | 0 | 0 | 0 | 0 | 0.62 | -0.62 | 30.6154 | 0 | 0
[5 empty] | 2022-08-04 | 0 | 0 | 0.62 | -0.62 | 27.68 | 0 | 0 | 0 | 0 | 0.62 | -0.62 | 0 | 0 | 1 | 0.56716 | 0.56716 | 0.62 | -0.052837 | 33.0985 | 0.33527 | 0 | 0 | 0 | 0.62 | -0.62 | 16.199 | 0 | 0 | 0 | 0 | 0.62 | -0.62 | 29.9954 | 0 | 0
[5 empty] | 2022-08-05 | 0 | 0 | 0.62 | -0.62 | 27.06 | 0 | 0 | 0 | 0 | 0.62 | -0.62 | 0 | 0 | 1 | 0 | 0 | 0.62 | -0.62 | 32.4785 | 0 | 0 | 0.21785 | 0.21785 | 0.62 | -0.40215 | 15.7968 | 0.12878 | 0 | 0 | 0 | 0.62 | -0.62 | 29.3754 | 0 | 0
[5 empty] | 2022-08-06 | 0 | 0 | 0.62 | -0.62 | 26.44 | 0 | 0 | 0.64 | 0.64 | 0.62 | 0.02 | 0.64 | 0.37833 | 1 | 0 | 0 | 0.62 | -0.62 | 31.8585 | 0 | 0 | 0.56979 | 0.56979 | 0.62 | -0.050212 | 15.7466 | 0.33682 | 0 | 0.69365 | 0.69365 | 0.62 | 0.073652 | 29.4491 | 0.41004 | 0
[5 empty] | 2022-08-07 | 0 | 0 | 0.62 | -0.62 | 25.82 | 0 | 0 | 2.92 | 2.92 | 0.62 | 2.3 | 2.94 | 1.7261 | 0 | 0 | 0 | 0.62 | -0.62 | 31.2385 | 0 | 0 | 4.1883 | 4.1883 | 0.62 | 3.5683 | 19.3149 | 2.4759 | 0 | 0 | 0 | 0.62 | -0.62 | 28.8291 | 0 | 0
[5 empty] | 2022-08-08 | 0 | 0 | 0.62 | -0.62 | 25.2 | 0 | 0 | 4.88 | 4.88 | 0.62 | 4.26 | 7.2 | 2.8847 | 0 | 0 | 0 | 0.62 | -0.62 | 30.6185 | 0 | 0 | 4.4408 | 4.4408 | 0.62 | 3.8208 | 23.1357 | 2.6251 | 0 | 0 | 0 | 0.62 | -0.62 | 28.2091 | 0 | 0
[5 empty] | 2022-08-09 | 0 | 0 | 0.62 | -0.62 | 24.58 | 0 | 0 | 0.36 | 0.36 | 0.62 | -0.26 | 6.94 | 0.21281 | 0 | 0.14674 | 0.14674 | 0.62 | -0.47326 | 30.1453 | 0.086745 | 0 | 0.95869 | 0.95869 | 0.62 | 0.33869 | 23.4744 | 0.56672 | 0 | 0 | 0 | 0.62 | -0.62 | 27.5891 | 0 | 0
[5 empty] | 2022-08-10 | 0 | 0 | 0.62 | -0.62 | 23.96 | 0 | 0 | 0 | 0 | 0.62 | -0.62 | 6.32 | 0 | 0 | 0 | 0 | 0.62 | -0.62 | 29.5253 | 0 | 0 | 0 | 0 | 0.62 | -0.62 | 22.8544 | 0 | 0 | 0 | 0 | 0.62 | -0.62 | 26.9691 | 0 | 0
[5 empty] | 2022-08-11 | 0 | 0 | 0.62 | -0.62 | 23.34 | 0 | 0 | 0 | 0 | 0.62 | -0.62 | 5.7 | 0 | 0 | 0 | 0 | 0.62 | -0.62 | 28.9053 | 0 | 0 | 0 | 0 | 0.62 | -0.62 | 22.2344 | 0 | 0 | 0 | 0 | 0.62 | -0.62 | 26.3491 | 0 | 0
[5 empty] | 2022-08-12 | 0 | 0 | 0.62 | -0.62 | 22.72 | 0 | 0 | 0 | 0 | 0.62 | -0.62 | 5.08 | 0 | 0 | 0 | 0 | 0.62 | -0.62 | 28.2853 | 0 | 0 | 0 | 0 | 0.62 | -0.62 | 21.6144 | 0 | 0 | 0.71345 | 0.71345 | 0.62 | 0.093448 | 26.4425 | 0.42175 | 0
[5 empty] | 2022-08-13 | 0 | 0 | 0.62 | -0.62 | 22.1 | 0 | 0 | 0 | 0 | 0.62 | -0.62 | 4.46 | 0 | 0 | 0.47202 | 0.47202 | 0.62 | -0.14798 | 28.1373 | 0.27903 | 0 | 0 | 0 | 0.62 | -0.62 | 20.9944 | 0 | 0 | 0 | 0 | 0.62 | -0.62 | 25.8225 | 0 | 0
[5 empty] | 2022-08-14 | 0 | 0 | 0.62 | -0.62 | 21.48 | 0 | 0 | 0 | 0 | 0.62 | -0.62 | 3.84 | 0 | 0 | 0 | 0 | 0.62 | -0.62 | 27.5173 | 0 | 0 | 1.761 | 1.761 | 0.62 | 1.141 | 22.1354 | 1.041 | 0 | 0 | 0 | 0.62 | -0.62 | 25.2025 | 0 | 0
[5 empty] | 2022-08-15 | 0 | 0 | 0.62 | -0.62 | 20.86 | 0 | 0 | 0 | 0 | 0.62 | -0.62 | 3.22 | 0 | 0 | 0.89105 | 0.89105 | 0.62 | 0.27105 | 27.7883 | 0.52674 | 0 | 0 | 0 | 0.62 | -0.62 | 21.5154 | 0 | 0 | 2.3367 | 2.3367 | 0.62 | 1.7167 | 26.9192 | 1.3813 | 0
[5 empty] | 2022-08-16 | 0 | 0 | 0.62 | -0.62 | 20.24 | 0 | 0 | 0 | 0 | 0.62 | -0.62 | 2.6 | 0 | 0 | 0.59722 | 0.59722 | 0.62 | -0.022783 | 27.7656 | 0.35304 | 0 | 0.26459 | 0.26459 | 0.62 | -0.35541 | 21.16 | 0.15641 | 0 | 2.1483 | 2.1483 | 0.62 | 1.5283 | 28.4475 | 1.2699 | 0
[5 empty] | 2022-08-17 | 0 | 0 | 0.62 | -0.62 | 19.62 | 0 | 0 | 0 | 0 | 0.62 | -0.62 | 1.98 | 0 | 0 | 0 | 0 | 0.62 | -0.62 | 27.1456 | 0 | 0 | 1.2354 | 1.2354 | 0.62 | 0.61541 | 21.7754 | 0.7303 | 0 | 0 | 0 | 0.62 | -0.62 | 27.8275 | 0 | 0
[5 empty] | 2022-08-18 | 0 | 0 | 0.62 | -0.62 | 19 | 0 | 0 | 0 | 0 | 0.62 | -0.62 | 1.36 | 0 | 0 | 0 | 0 | 0.62 | -0.62 | 26.5256 | 0 | 0 | 0 | 0 | 0.62 | -0.62 | 21.1554 | 0 | 0 | 0 | 0 | 0.62 | -0.62 | 27.2075 | 0 | 0
[5 empty] | 2022-08-19 | 0 | 0 | 0.62 | -0.62 | 18.38 | 0 | 0 | 0 | 0 | 0.62 | -0.62 | 0.74 | 0 | 0 | 0 | 0 | 0.62 | -0.62 | 25.9056 | 0 | 0 | 0 | 0 | 0.62 | -0.62 | 20.5354 | 0 | 0 | 0 | 0 | 0.62 | -0.62 | 26.5875 | 0 | 0
[5 empty] | 2022-08-20 | 0 | 0 | 0.62 | -0.62 | 17.76 | 0 | 0 | 0 | 0 | 0.62 | -0.62 | 0.12 | 0 | 0 | 0 | 0 | 0.62 | -0.62 | 25.2856 | 0 | 0 | 0.10246 | 0.10246 | 0.62 | -0.51754 | 20.0178 | 0.060569 | 0 | 0 | 0 | 0.62 | -0.62 | 25.9675 | 0 | 0
[5 empty] | 2022-08-21 | 0 | 0 | 0.62 | -0.62 | 17.14 | 0 | 0 | 0 | 0 | 0.62 | -0.62 | 0 | 0 | 1 | 0 | 0 | 0.62 | -0.62 | 24.6656 | 0 | 0 | 0.75886 | 0.75886 | 0.62 | 0.13886 | 20.1567 | 0.44859 | 0 | 0 | 0 | 0.62 | -0.62 | 25.3475 | 0 | 0
[5 empty] | 2022-08-22 | 0 | 0 | 0.62 | -0.62 | 16.52 | 0 | 0 | 0 | 0 | 0.62 | -0.62 | 0 | 0 | 1 | 0 | 0 | 0.62 | -0.62 | 24.0456 | 0 | 0 | 0 | 0 | 0.62 | -0.62 | 19.5367 | 0 | 0 | 0 | 0 | 0.62 | -0.62 | 24.7275 | 0 | 0
[5 empty] | 2022-08-23 | 0 | 0 | 0.62 | -0.62 | 15.9 | 0 | 0 | 0 | 0 | 0.62 | -0.62 | 0 | 0 | 1 | 0.58032 | 0.58032 | 0.62 | -0.039683 | 24.0059 | 0.34305 | 0 | 0 | 0 | 0.62 | -0.62 | 18.9167 | 0 | 0 | 0 | 0 | 0.62 | -0.62 | 24.1075 | 0 | 0
[5 empty] | 2022-08-24 | 0 | 0 | 0.62 | -0.62 | 15.28 | 0 | 0 | 0 | 0 | 0.62 | -0.62 | 0 | 0 | 1 | 0.99651 | 0.99651 | 0.62 | 0.37651 | 24.3824 | 0.58907 | 0 | 0.21016 | 0.21016 | 0.62 | -0.40984 | 18.5069 | 0.12424 | 0 | 1.4997 | 1.4997 | 0.62 | 0.87968 | 24.9872 | 0.88652 | 0
[5 empty] | 2022-08-25 | 0 | 0 | 0.62 | -0.62 | 14.66 | 0 | 0 | 0 | 0 | 0.62 | -0.62 | 0 | 0 | 1 | 0.88438 | 0.88438 | 0.62 | 0.26438 | 24.6468 | 0.52279 | 0 | 1.35 | 1.35 | 0.62 | 0.73004 | 19.2369 | 0.79806 | 0 | 0 | 0 | 0.62 | -0.62 | 24.3672 | 0 | 0
[5 empty] | 2022-08-26 | 0 | 0 | 0.62 | -0.62 | 14.04 | 0 | 0 | 0 | 0 | 0.62 | -0.62 | 0 | 0 | 1 | 0 | 0 | 0.62 | -0.62 | 24.0268 | 0 | 0 | 0 | 0 | 0.62 | -0.62 | 18.6169 | 0 | 0 | 0 | 0 | 0.62 | -0.62 | 23.7472 | 0 | 0
[5 empty] | 2022-08-27 | 0 | 0 | 0.62 | -0.62 | 13.42 | 0 | 0 | 0.56 | 0.56 | 0.62 | -0.06 | 0.56 | 0.33104 | 1 | 0 | 0 | 0.62 | -0.62 | 23.4068 | 0 | 0 | 0 | 0 | 0.62 | -0.62 | 17.9969 | 0 | 0 | 0 | 0 | 0.62 | -0.62 | 23.1272 | 0 | 0
[5 empty] | 2022-08-28 | 0.08 | 0.08 | 0.62 | -0.54 | 12.88 | 0.047291 | 0 | 2.08 | 2.08 | 0.62 | 1.46 | 2.08 | 1.2296 | 1 | 0.86655 | 0.86655 | 0.62 | 0.24655 | 23.6533 | 0.51225 | 0 | 1.731 | 1.731 | 0.62 | 1.111 | 19.1079 | 1.0233 | 0 | 1.3153 | 1.3153 | 0.62 | 0.69535 | 23.8226 | 0.77755 | 0
[5 empty] | 2022-08-29 | 1.56 | 1.56 | 0.62 | 0.94 | 13.82 | 0.92217 | 0 | 6.68 | 6.68 | 0.62 | 6.06 | 8.14 | 3.9488 | 0 | 1.2615 | 1.2615 | 0.62 | 0.64153 | 24.2948 | 0.74573 | 0 | 6.8358 | 6.8358 | 0.62 | 6.2158 | 25.3237 | 4.0409 | 0 | 1.5074 | 1.5074 | 0.62 | 0.88739 | 24.71 | 0.89108 | 0
[5 empty] | 2022-08-30 | 0.72 | 0.72 | 0.62 | 0.1 | 13.92 | 0.42562 | 0 | 5.2 | 5.2 | 0.62 | 4.58 | 12.72 | 3.0739 | 0 | 0.86416 | 0.86416 | 0.62 | 0.24416 | 24.539 | 0.51084 | 0 | 5.3821 | 5.3821 | 0.62 | 4.7621 | 30.0859 | 3.1816 | 0 | 2.3048 | 2.3048 | 0.62 | 1.6848 | 26.3948 | 1.3625 | 0
[5 empty] | 2022-08-31 | 2.12 | 2.12 | 0.62 | 1.5 | 15.42 | 1.2532 | 0 | 1.2 | 1.2 | 0.62 | 0.58 | 13.3 | 0.70936 | 0 | 1.9739 | 1.9739 | 0.62 | 1.3539 | 25.8929 | 1.1668 | 0 | 0 | 0 | 0.62 | -0.62 | 29.4659 | 0 | 0 | 2.6927 | 2.6927 | 0.62 | 2.0727 | 28.4675 | 1.5917 | 0
[5 empty] | 2022-09-01 | 0.64 | 0.64 | 0.62 | 0.02 | 15.44 | 0.37833 | 0 | 3.16 | 3.16 | 0.62 | 2.54 | 15.84 | 1.868 | 0 | 0 | 0 | 0.62 | -0.62 | 25.2729 | 0 | 0 | 2.9497 | 2.9497 | 0.62 | 2.3297 | 31.7955 | 1.7437 | 0 | 0 | 0 | 0.62 | -0.62 | 27.8475 | 0 | 0
[5 empty] | 2022-09-02 | 1.24 | 1.24 | 0.62 | 0.62 | 16.06 | 0.73301 | 0 | 0.16 | 0.16 | 0.62 | -0.46 | 15.38 | 0.094582 | 0 | 2.806 | 2.806 | 0.62 | 2.186 | 27.4589 | 1.6587 | 0 | 0 | 0 | 0.62 | -0.62 | 31.1755 | 0 | 0 | 0.2489 | 0.2489 | 0.62 | -0.3711 | 27.4764 | 0.14714 | 0
[5 empty] | 2022-09-03 | 0 | 0 | 0.62 | -0.62 | 15.44 | 0 | 0 | 0.48 | 0.48 | 0.62 | -0.14 | 15.24 | 0.28375 | 0 | 1.0903 | 1.0903 | 0.62 | 0.47026 | 27.9291 | 0.64449 | 0 | 0 | 0 | 0.62 | -0.62 | 30.5555 | 0 | 0 | 2.4425 | 2.4425 | 0.62 | 1.8225 | 29.2989 | 1.4439 | 0
[5 empty] | 2022-09-04 | 0 | 0 | 0.62 | -0.62 | 14.82 | 0 | 0 | 0 | 0 | 0.62 | -0.62 | 14.62 | 0 | 0 | 0.48584 | 0.48584 | 0.62 | -0.13416 | 27.795 | 0.2872 | 0 | 0 | 0 | 0.62 | -0.62 | 29.9355 | 0 | 0 | 1.9136 | 1.9136 | 0.62 | 1.2936 | 30.5925 | 1.1312 | 0
[5 empty] | 2022-09-05 | 0 | 0 | 0.62 | -0.62 | 14.2 | 0 | 0 | 0.32 | 0.32 | 0.62 | -0.3 | 14.32 | 0.18916 | 0 | 0.51766 | 0.51766 | 0.62 | -0.10234 | 27.6926 | 0.30601 | 0 | 2.0189 | 2.0189 | 0.62 | 1.3989 | 31.3345 | 1.1935 | 0 | 0 | 0 | 0.62 | -0.62 | 29.9725 | 0 | 0
[5 empty] | 2022-09-06 | 0 | 0 | 0.62 | -0.62 | 13.58 | 0 | 0 | 0 | 0 | 0.62 | -0.62 | 13.7 | 0 | 0 | 0 | 0 | 0.62 | -0.62 | 27.0726 | 0 | 0 | 0 | 0 | 0.62 | -0.62 | 30.7145 | 0 | 0 | 0 | 0 | 0.62 | -0.62 | 29.3525 | 0 | 0
[5 empty] | 2022-09-07 | 0 | 0 | 0.62 | -0.62 | 12.96 | 0 | 0 | 5.92 | 5.92 | 0.62 | 5.3 | 19 | 3.4995 | 0 | 0 | 0 | 0.62 | -0.62 | 26.4526 | 0 | 0 | 4.8256 | 4.8256 | 0.62 | 4.2056 | 34.9201 | 2.8526 | 0 | 0 | 0 | 0.62 | -0.62 | 28.7325 | 0 | 0
[5 empty] | 2022-09-08 | 0 | 0 | 0.62 | -0.62 | 12.34 | 0 | 0 | 2.6 | 2.6 | 0.62 | 1.98 | 20.98 | 1.537 | 0 | 1.324 | 1.324 | 0.62 | 0.70405 | 27.1567 | 0.78269 | 0 | 3.1119 | 3.1119 | 0.62 | 2.4919 | 35 | 1.8396 | 0 | 0 | 0 | 0.62 | -0.62 | 28.1125 | 0 | 0
[5 empty] | 2022-09-09 | 0 | 0 | 0.62 | -0.62 | 11.72 | 0 | 0 | 0.28 | 0.28 | 0.62 | -0.34 | 20.64 | 0.16552 | 0 | 0.61882 | 0.61882 | 0.62 | -0.0011813 | 27.1555 | 0.36581 | 0 | 0 | 0 | 0.62 | -0.62 | 34.38 | 0 | 0 | 0.59948 | 0.59948 | 0.62 | -0.020517 | 28.0919 | 0.35438 | 0
[5 empty] | 2022-09-10 | 0 | 0 | 0.62 | -0.62 | 11.1 | 0 | 0 | 0 | 0 | 0.62 | -0.62 | 20.02 | 0 | 0 | 0 | 0 | 0.62 | -0.62 | 26.5355 | 0 | 0 | 0.67269 | 0.67269 | 0.62 | 0.052686 | 34.4327 | 0.39765 | 0 | 0 | 0 | 0.62 | -0.62 | 27.4719 | 0 | 0
[5 empty] | 2022-09-11 | 0 | 0 | 0.62 | -0.62 | 10.48 | 0 | 0 | 0 | 0 | 0.62 | -0.62 | 19.4 | 0 | 0 | 0.094962 | 0.094962 | 0.62 | -0.52504 | 26.0105 | 0.056136 | 0 | 0.55259 | 0.55259 | 0.62 | -0.067415 | 34.3653 | 0.32665 | 0 | 0 | 0 | 0.62 | -0.62 | 26.8519 | 0 | 0
[5 empty] | 2022-09-12 | 0 | 0 | 0.62 | -0.62 | 9.86 | 0 | 0 | 0 | 0 | 0.62 | -0.62 | 18.78 | 0 | 0 | 0 | 0 | 0.62 | -0.62 | 25.3905 | 0 | 0 | 0 | 0 | 0.62 | -0.62 | 33.7453 | 0 | 0 | 0 | 0 | 0.62 | -0.62 | 26.2319 | 0 | 0
[5 empty] | 2022-09-13 | 0 | 0 | 0.62 | -0.62 | 9.24 | 0 | 0 | 0 | 0 | 0.62 | -0.62 | 18.16 | 0 | 0 | 0.18287 | 0.18287 | 0.62 | -0.43713 | 24.9533 | 0.1081 | 0 | 0 | 0 | 0.62 | -0.62 | 33.1253 | 0 | 0 | 0 | 0 | 0.62 | -0.62 | 25.6119 | 0 | 0
[5 empty] | 2022-09-14 | 0 | 0 | 0.62 | -0.62 | 8.62 | 0 | 0 | 0 | 0 | 0.62 | -0.62 | 17.54 | 0 | 0 | 0 | 0 | 0.62 | -0.62 | 24.3333 | 0 | 0 | 0 | 0 | 0.62 | -0.62 | 32.5053 | 0 | 0 | 0.29646 | 0.29646 | 0.62 | -0.32354 | 25.2884 | 0.17525 | 0
[5 empty] | 2022-09-15 | 0 | 0 | 0.62 | -0.62 | 8 | 0 | 0 | 0.4 | 0.4 | 0.62 | -0.22 | 17.32 | 0.23645 | 0 | 0 | 0 | 0.62 | -0.62 | 23.7133 | 0 | 0 | 1.0315 | 1.0315 | 0.62 | 0.41153 | 32.9168 | 0.60977 | 0 | 0 | 0 | 0.62 | -0.62 | 24.6684 | 0 | 0
[5 empty] | 2022-09-16 | 0 | 0 | 0.62 | -0.62 | 7.38 | 0 | 0 | 0.8 | 0.8 | 0.62 | 0.18 | 17.5 | 0.47291 | 0 | 0 | 0 | 0.62 | -0.62 | 23.0933 | 0 | 0 | 0 | 0 | 0.62 | -0.62 | 32.2968 | 0 | 0 | 0.2239 | 0.2239 | 0.62 | -0.3961 | 24.2723 | 0.13236 | 0
[5 empty] | 2022-09-17 | 0 | 0 | 0.62 | -0.62 | 6.76 | 0 | 0 | 0.56 | 0.56 | 0.62 | -0.06 | 17.44 | 0.33104 | 0 | 1.5612 | 1.5612 | 0.62 | 0.94115 | 24.0345 | 0.92286 | 0 | 2.2384 | 2.2384 | 0.62 | 1.6184 | 33.9152 | 1.3232 | 0 | 2.891 | 2.891 | 0.62 | 2.271 | 26.5433 | 1.709 | 0
[5 empty] | 2022-09-18 | 5.28 | 5.28 | 0.62 | 4.66 | 11.42 | 3.1212 | 0 | 9.28 | 9.28 | 0.62 | 8.66 | 26.1 | 5.4858 | 0 | 4.9888 | 4.9888 | 0.62 | 4.3688 | 28.4033 | 2.949 | 0 | 6.445 | 6.445 | 0.62 | 5.825 | 35 | 3.8099 | 0 | 2.5681 | 2.5681 | 0.62 | 1.9481 | 28.4914 | 1.5181 | 0
[5 empty] | 2022-09-19 | 0.08 | 0.08 | 0.62 | -0.54 | 10.88 | 0.047291 | 0 | 17.36 | 10 | 0.62 | 9.38 | 35 | 5.9114 | 0 | 0 | 0 | 0.62 | -0.62 | 27.7833 | 0 | 0 | 17.2803 | 10 | 0.62 | 9.38 | 35 | 5.9114 | 0 | 0 | 0 | 0.62 | -0.62 | 27.8714 | 0 | 0
[5 empty] | 2022-09-20 | 0 | 0 | 0.62 | -0.62 | 10.26 | 0 | 0 | 0.28 | 0.28 | 0.62 | -0.34 | 34.66 | 0.16552 | 0 | 1.1339 | 1.1339 | 0.62 | 0.51392 | 28.2972 | 0.6703 | 0 | 1.0073 | 1.0073 | 0.62 | 0.38727 | 35 | 0.59544 | 0 | 0.8647 | 0.8647 | 0.62 | 0.2447 | 28.1161 | 0.51116 | 0
[5 empty] | 2022-09-21 | 0.4 | 0.4 | 0.62 | -0.22 | 10.04 | 0.23645 | 0 | 0.84 | 0.84 | 0.62 | 0.22 | 34.88 | 0.49656 | 0 | 0.17896 | 0.17896 | 0.62 | -0.44104 | 27.8561 | 0.10579 | 0 | 0.50279 | 0.50279 | 0.62 | -0.11721 | 34.8828 | 0.29722 | 0 | 0 | 0 | 0.62 | -0.62 | 27.4961 | 0 | 0
[5 empty] | 2022-09-22 | 2.48 | 2.48 | 0.62 | 1.86 | 11.9 | 1.466 | 0 | 7.96 | 7.96 | 0.62 | 7.34 | 35 | 4.7055 | 0 | 1.5042 | 1.5042 | 0.62 | 0.88417 | 28.7403 | 0.88917 | 0 | 6.1935 | 6.1935 | 0.62 | 5.5735 | 35 | 3.6612 | 0 | 0 | 0 | 0.62 | -0.62 | 26.8761 | 0 | 0
[5 empty] | 2022-09-23 | 5.88 | 5.88 | 0.62 | 5.26 | 17.16 | 3.4759 | 0 | 5.96 | 5.96 | 0.62 | 5.34 | 35 | 3.5232 | 0 | 6.3322 | 6.3322 | 0.62 | 5.7122 | 34.4525 | 3.7432 | 0 | 3.5392 | 3.5392 | 0.62 | 2.9192 | 35 | 2.0921 | 0 | 6.4082 | 6.4082 | 0.62 | 5.7882 | 32.6643 | 3.7882 | 0
[5 empty] | 2022-09-24 | 0.32 | 0.32 | 0.62 | -0.3 | 16.86 | 0.18916 | 0 | 2.36 | 2.36 | 0.62 | 1.74 | 35 | 1.3951 | 0 | 0 | 0 | 0.62 | -0.62 | 33.8325 | 0 | 0 | 0.90452 | 0.90452 | 0.62 | 0.28452 | 35 | 0.5347 | 0 | 0 | 0 | 0.62 | -0.62 | 32.0443 | 0 | 0
[5 empty] | 2022-09-25 | 0.12 | 0.12 | 0.62 | -0.5 | 16.36 | 0.070936 | 0 | 0.32 | 0.32 | 0.62 | -0.3 | 34.7 | 0.18916 | 0 | 0 | 0 | 0.62 | -0.62 | 33.2125 | 0 | 0 | 0.59301 | 0.59301 | 0.62 | -0.026987 | 34.973 | 0.35055 | 0 | 0 | 0 | 0.62 | -0.62 | 31.4243 | 0 | 0
[5 empty] | 2022-09-26 | 1.64 | 1.64 | 0.62 | 1.02 | 17.38 | 0.96946 | 0 | 0 | 0 | 0.62 | -0.62 | 34.08 | 0 | 0 | 0 | 0 | 0.62 | -0.62 | 32.5925 | 0 | 0 | 0 | 0 | 0.62 | -0.62 | 34.353 | 0 | 0 | 0 | 0 | 0.62 | -0.62 | 30.8043 | 0 | 0
[5 empty] | 2022-09-27 | 0 | 0 | 0.62 | -0.62 | 16.76 | 0 | 0 | 0 | 0 | 0.62 | -0.62 | 33.46 | 0 | 0 | 0 | 0 | 0.62 | -0.62 | 31.9725 | 0 | 0 | 0 | 0 | 0.62 | -0.62 | 33.733 | 0 | 0 | 1.4662 | 1.4662 | 0.62 | 0.84618 | 31.6505 | 0.86671 | 0
[5 empty] | 2022-09-28 | 2.48 | 2.48 | 0.62 | 1.86 | 18.62 | 1.466 | 0 | 0 | 0 | 0.62 | -0.62 | 32.84 | 0 | 0 | 2.4269 | 2.4269 | 0.62 | 1.8069 | 33.7795 | 1.4347 | 0 | 0 | 0 | 0.62 | -0.62 | 33.113 | 0 | 0 | 2.0888 | 2.0888 | 0.62 | 1.4688 | 33.1193 | 1.2348 | 0
[5 empty] | 2022-09-29 | 1.12 | 1.12 | 0.62 | 0.5 | 19.12 | 0.66207 | 0 | 0 | 0 | 0.62 | -0.62 | 32.22 | 0 | 0 | 0 | 0 | 0.62 | -0.62 | 33.1595 | 0 | 0 | 0 | 0 | 0.62 | -0.62 | 32.493 | 0 | 0 | 1.0184 | 1.0184 | 0.62 | 0.39841 | 33.5177 | 0.60202 | 0
[5 empty] | 2022-09-30 | 0 | 0 | 0.62 | -0.62 | 18.5 | 0 | 0 | 0 | 0 | 0.62 | -0.62 | 31.6 | 0 | 0 | 0 | 0 | 0.62 | -0.62 | 32.5395 | 0 | 0 | 0 | 0 | 0.62 | -0.62 | 31.873 | 0 | 0 | 0 | 0 | 0.62 | -0.62 | 32.8977 | 0 | 0
[5 empty] | 2022-10-01 | 0 | 0 | 0.62 | -0.62 | 17.88 | 0 | 0 | 0 | 0 | 0.62 | -0.62 | 30.98 | 0 | 0 | 0 | 0 | 0.62 | -0.62 | 31.9195 | 0 | 0 | 0 | 0 | 0.62 | -0.62 | 31.253 | 0 | 0 | 0.75545 | 0.75545 | 0.62 | 0.13545 | 33.0332 | 0.44657 | 0
[5 empty] | 2022-10-02 | 0 | 0 | 0.62 | -0.62 | 17.26 | 0 | 0 | 0 | 0 | 0.62 | -0.62 | 30.36 | 0 | 0 | 0 | 0 | 0.62 | -0.62 | 31.2995 | 0 | 0 | 0.11305 | 0.11305 | 0.62 | -0.50695 | 30.7461 | 0.066827 | 0 | 0 | 0 | 0.62 | -0.62 | 32.4132 | 0 | 0
[5 empty] | 2022-10-03 | 11.56 | 10 | 0.62 | 9.38 | 26.64 | 5.9114 | 0 | 0 | 0 | 0.62 | -0.62 | 29.74 | 0 | 0 | 11.4542 | 10 | 0.62 | 9.38 | 35 | 5.9114 | 0 | 0 | 0 | 0.62 | -0.62 | 30.1261 | 0 | 0 | 12.3698 | 10 | 0.62 | 9.38 | 35 | 5.9114 | 0
[5 empty] | 2022-10-04 | 1.2 | 1.2 | 0.62 | 0.58 | 27.22 | 0.70936 | 0 | 0 | 0 | 0.62 | -0.62 | 29.12 | 0 | 0 | 0.78118 | 0.78118 | 0.62 | 0.16118 | 35 | 0.46178 | 0 | 1.5802 | 1.5802 | 0.62 | 0.96018 | 31.0862 | 0.9341 | 0 | 0 | 0 | 0.62 | -0.62 | 34.38 | 0 | 0
[5 empty] | 2022-10-05 | 1.84 | 1.84 | 0.62 | 1.22 | 28.44 | 1.0877 | 0 | 0 | 0 | 0.62 | -0.62 | 28.5 | 0 | 0 | 2.141 | 2.141 | 0.62 | 1.521 | 35 | 1.2657 | 0 | 1.7071 | 1.7071 | 0.62 | 1.0871 | 32.1734 | 1.0091 | 0 | 2.199 | 2.199 | 0.62 | 1.579 | 35 | 1.2999 | 0
[5 empty] | 2022-10-06 | 0.08 | 0.08 | 0.62 | -0.54 | 27.9 | 0.047291 | 0 | 0.8 | 0.8 | 0.62 | 0.18 | 28.68 | 0.47291 | 0 | 1.3963 | 1.3963 | 0.62 | 0.77626 | 35 | 0.82538 | 0 | 0 | 0 | 0.62 | -0.62 | 31.5534 | 0 | 0 | 0 | 0 | 0.62 | -0.62 | 34.38 | 0 | 0
[5 empty] | 2022-10-07 | 0 | 0 | 0.62 | -0.62 | 27.28 | 0 | 0 | 3.12 | 3.12 | 0.62 | 2.5 | 31.18 | 1.8443 | 0 | 0 | 0 | 0.62 | -0.62 | 34.38 | 0 | 0 | 1.9383 | 1.9383 | 0.62 | 1.3183 | 32.8717 | 1.1458 | 0 | 1.204 | 1.204 | 0.62 | 0.58399 | 34.964 | 0.71172 | 0
[5 empty] | 2022-10-08 | 0.28 | 0.28 | 0.62 | -0.34 | 26.94 | 0.16552 | 0 | 1.84 | 1.84 | 0.62 | 1.22 | 32.4 | 1.0877 | 0 | 0 | 0 | 0.62 | -0.62 | 33.76 | 0 | 0 | 0 | 0 | 0.62 | -0.62 | 32.2517 | 0 | 0 | 0 | 0 | 0.62 | -0.62 | 34.344 | 0 | 0
[5 empty] | 2022-10-09 | 0.36 | 0.36 | 0.62 | -0.26 | 26.68 | 0.21281 | 0 | 5.28 | 5.28 | 0.62 | 4.66 | 35 | 3.1212 | 0 | 2.045 | 2.045 | 0.62 | 1.425 | 35 | 1.2089 | 0 | 6.6788 | 6.6788 | 0.62 | 6.0588 | 35 | 3.9481 | 0 | 2.5454 | 2.5454 | 0.62 | 1.9254 | 35 | 1.5047 | 0
[5 empty] | 2022-10-10 | 3.56 | 3.56 | 0.62 | 2.94 | 29.62 | 2.1044 | 0 | 5.4 | 5.4 | 0.62 | 4.78 | 35 | 3.1921 | 0 | 1.2355 | 1.2355 | 0.62 | 0.61546 | 35 | 0.73033 | 0 | 4.8374 | 4.8374 | 0.62 | 4.2174 | 35 | 2.8596 | 0 | 0.76351 | 0.76351 | 0.62 | 0.14351 | 35 | 0.45134 | 0
[5 empty] | 2022-10-11 | 3.08 | 3.08 | 0.62 | 2.46 | 32.08 | 1.8207 | 0 | 7.52 | 7.52 | 0.62 | 6.9 | 35 | 4.4454 | 0 | 2.2496 | 2.2496 | 0.62 | 1.6296 | 35 | 1.3298 | 0 | 4.8553 | 4.8553 | 0.62 | 4.2353 | 35 | 2.8701 | 0 | 0.79235 | 0.79235 | 0.62 | 0.17235 | 35 | 0.46838 | 0
[5 empty] | 2022-10-12 | 6.6 | 6.6 | 0.62 | 5.98 | 35 | 3.9015 | 0 | 0.16 | 0.16 | 0.62 | -0.46 | 34.54 | 0.094582 | 0 | 3.836 | 3.836 | 0.62 | 3.216 | 35 | 2.2676 | 0 | 0 | 0 | 0.62 | -0.62 | 34.38 | 0 | 0 | 2.3398 | 2.3398 | 0.62 | 1.7198 | 35 | 1.3831 | 0
[5 empty] | 2022-10-13 | 6.28 | 6.28 | 0.62 | 5.66 | 35 | 3.7123 | 0 | 0.12 | 0.12 | 0.62 | -0.5 | 34.04 | 0.070936 | 0 | 3.8636 | 3.8636 | 0.62 | 3.2436 | 35 | 2.2839 | 0 | 0 | 0 | 0.62 | -0.62 | 33.76 | 0 | 0 | 1.9643 | 1.9643 | 0.62 | 1.3443 | 35 | 1.1611 | 0
[5 empty] | 2022-10-14 | 5.68 | 5.68 | 0.62 | 5.06 | 35 | 3.3577 | 0 | 0 | 0 | 0.62 | -0.62 | 33.42 | 0 | 0 | 4.1248 | 4.1248 | 0.62 | 3.5048 | 35 | 2.4383 | 0 | 0 | 0 | 0.62 | -0.62 | 33.14 | 0 | 0 | 4.1592 | 4.1592 | 0.62 | 3.5392 | 35 | 2.4586 | 0
[5 empty] | 2022-10-15 | 1.28 | 1.28 | 0.62 | 0.66 | 35 | 0.75666 | 0 | 0 | 0 | 0.62 | -0.62 | 32.8 | 0 | 0 | 0.050468 | 0.050468 | 0.62 | -0.56953 | 34.4305 | 0.029833 | 0 | 1.6371 | 1.6371 | 0.62 | 1.0171 | 34.1571 | 0.96775 | 0 | 0.897 | 0.897 | 0.62 | 0.277 | 35 | 0.53025 | 0
[5 empty] | 2022-10-16 | 3.44 | 3.44 | 0.62 | 2.82 | 35 | 2.0335 | 0 | 2.84 | 2.84 | 0.62 | 2.22 | 35 | 1.6788 | 0 | 5.1572 | 5.1572 | 0.62 | 4.5372 | 35 | 3.0486 | 0 | 3.0711 | 3.0711 | 0.62 | 2.4511 | 35 | 1.8155 | 0 | 4.5632 | 4.5632 | 0.62 | 3.9432 | 35 | 2.6975 | 0
[5 empty] | 2022-10-17 | 5.4 | 5.4 | 0.62 | 4.78 | 35 | 3.1921 | 0 | 1.28 | 1.28 | 0.62 | 0.66 | 35 | 0.75666 | 0 | 6.8864 | 6.8864 | 0.62 | 6.2664 | 35 | 4.0708 | 0 | 2.3976 | 2.3976 | 0.62 | 1.7776 | 35 | 1.4173 | 0 | 7.8695 | 7.8695 | 0.62 | 7.2495 | 35 | 4.652 | 0
[5 empty] | 2022-10-18 | 3.36 | 3.36 | 0.62 | 2.74 | 35 | 1.9862 | 0 | 4.68 | 4.68 | 0.62 | 4.06 | 35 | 2.7665 | 0 | 1.0614 | 1.0614 | 0.62 | 0.44143 | 35 | 0.62745 | 0 | 2.6749 | 2.6749 | 0.62 | 2.0549 | 35 | 1.5813 | 0 | 0 | 0 | 0.62 | -0.62 | 34.38 | 0 | 0
[5 empty] | 2022-10-19 | 9.24 | 9.24 | 0.62 | 8.62 | 35 | 5.4621 | 0 | 0.12 | 0.12 | 0.62 | -0.5 | 34.5 | 0.070936 | 0 | 6.6112 | 6.6112 | 0.62 | 5.9912 | 35 | 3.9081 | 0 | 0 | 0 | 0.62 | -0.62 | 34.38 | 0 | 0 | 4.6002 | 4.6002 | 0.62 | 3.9802 | 35 | 2.7193 | 0
[5 empty] | 2022-10-20 | 2.16 | 2.16 | 0.62 | 1.54 | 35 | 1.2769 | 0 | 2.04 | 2.04 | 0.62 | 1.42 | 35 | 1.2059 | 0 | 0 | 0 | 0.62 | -0.62 | 34.38 | 0 | 0 | 0 | 0 | 0.62 | -0.62 | 33.76 | 0 | 0 | 1.762 | 1.762 | 0.62 | 1.142 | 35 | 1.0416 | 0
[5 empty] | 2022-10-21 | 8.04 | 8.04 | 0.62 | 7.42 | 35 | 4.7527 | 0 | 0.8 | 0.8 | 0.62 | 0.18 | 35 | 0.47291 | 0 | 5.1279 | 5.1279 | 0.62 | 4.5079 | 35 | 3.0313 | 0 | 1.5377 | 1.5377 | 0.62 | 0.91775 | 34.6777 | 0.90902 | 0 | 5.2757 | 5.2757 | 0.62 | 4.6557 | 35 | 3.1187 | 0
[5 empty] | 2022-10-22 | 4.28 | 4.28 | 0.62 | 3.66 | 35 | 2.5301 | 0 | 1.96 | 1.96 | 0.62 | 1.34 | 35 | 1.1586 | 0 | 2.5726 | 2.5726 | 0.62 | 1.9526 | 35 | 1.5208 | 0 | 1.056 | 1.056 | 0.62 | 0.43599 | 35 | 0.62424 | 0 | 0.23384 | 0.23384 | 0.62 | -0.38616 | 34.6138 | 0.13823 | 0
[5 empty] | 2022-10-23 | 1.88 | 1.88 | 0.62 | 1.26 | 35 | 1.1113 | 0 | 0 | 0 | 0.62 | -0.62 | 34.38 | 0 | 0 | 0.60043 | 0.60043 | 0.62 | -0.019568 | 34.9804 | 0.35494 | 0 | 0 | 0 | 0.62 | -0.62 | 34.38 | 0 | 0 | 0 | 0 | 0.62 | -0.62 | 33.9938 | 0 | 0
[5 empty] | 2022-10-24 | 0.32 | 0.32 | 0.62 | -0.3 | 34.7 | 0.18916 | 0 | 1.16 | 1.16 | 0.62 | 0.54 | 34.92 | 0.68572 | 0 | 1.9474 | 1.9474 | 0.62 | 1.3274 | 35 | 1.1512 | 0 | 0 | 0 | 0.62 | -0.62 | 33.76 | 0 | 0 | 2.6245 | 2.6245 | 0.62 | 2.0045 | 35 | 1.5515 | 0
[5 empty] | 2022-10-25 | 4.36 | 4.36 | 0.62 | 3.74 | 35 | 2.5774 | 0 | 0.8 | 0.8 | 0.62 | 0.18 | 35 | 0.47291 | 0 | 5.0844 | 5.0844 | 0.62 | 4.4644 | 35 | 3.0056 | 0 | 0 | 0 | 0.62 | -0.62 | 33.14 | 0 | 0 | 3.0399 | 3.0399 | 0.62 | 2.4199 | 35 | 1.797 | 0
[5 empty] | 2022-10-26 | 0.48 | 0.48 | 0.62 | -0.14 | 34.86 | 0.28375 | 0 | 0 | 0 | 0.62 | -0.62 | 34.38 | 0 | 0 | 0 | 0 | 0.62 | -0.62 | 34.38 | 0 | 0 | 0.87723 | 0.87723 | 0.62 | 0.25723 | 33.3972 | 0.51856 | 0 | 0.70382 | 0.70382 | 0.62 | 0.08382 | 35 | 0.41605 | 0
[5 empty] | 2022-10-27 | 6.72 | 6.72 | 0.62 | 6.1 | 35 | 3.9724 | 0 | 1.36 | 1.36 | 0.62 | 0.74 | 35 | 0.80395 | 0 | 5.4538 | 5.4538 | 0.62 | 4.8338 | 35 | 3.2239 | 0 | 0.58513 | 0.58513 | 0.62 | -0.034868 | 33.3624 | 0.34589 | 0 | 6.6445 | 6.6445 | 0.62 | 6.0245 | 35 | 3.9278 | 0
[5 empty] | 2022-10-28 | 4.88 | 4.88 | 0.62 | 4.26 | 35 | 2.8847 | 0 | 7.8 | 7.8 | 0.62 | 7.18 | 35 | 4.6109 | 0 | 3.4016 | 3.4016 | 0.62 | 2.7816 | 35 | 2.0108 | 0 | 7.0056 | 7.0056 | 0.62 | 6.3856 | 35 | 4.1413 | 0 | 0.91923 | 0.91923 | 0.62 | 0.29923 | 35 | 0.54339 | 0
[5 empty] | 2022-10-29 | 1.4 | 1.4 | 0.62 | 0.78 | 35 | 0.82759 | 0 | 8.12 | 8.12 | 0.62 | 7.5 | 35 | 4.8 | 0 | 0.04187 | 0.04187 | 0.62 | -0.57813 | 34.4219 | 0.024751 | 0 | 8.5956 | 8.5956 | 0.62 | 7.9756 | 35 | 5.0812 | 0 | 0 | 0 | 0.62 | -0.62 | 34.38 | 0 | 0
[5 empty] | 2022-10-30 | 1.8 | 1.8 | 0.62 | 1.18 | 35 | 1.064 | 0 | 7.08 | 7.08 | 0.62 | 6.46 | 35 | 4.1852 | 0 | 0.59685 | 0.59685 | 0.62 | -0.023147 | 34.3987 | 0.35282 | 0 | 4.253 | 4.253 | 0.62 | 3.633 | 35 | 2.5141 | 0 | 2.1163 | 2.1163 | 0.62 | 1.4963 | 35 | 1.2511 | 0
[5 empty] | 2022-10-31 | 3 | 3 | 0.62 | 2.38 | 35 | 1.7734 | 0 | 4.24 | 4.24 | 0.62 | 3.62 | 35 | 2.5064 | 0 | 3.0296 | 3.0296 | 0.62 | 2.4096 | 35 | 1.7909 | 0 | 5.2266 | 5.2266 | 0.62 | 4.6066 | 35 | 3.0896 | 0 | 4.1546 | 4.1546 | 0.62 | 3.5346 | 35 | 2.4559 | 0
[5 empty] | 2022-11-01 | 1.28 | 1.28 | 0.62 | 0.66 | 35 | 0.75666 | 0 | 0.24 | 0.24 | 0.62 | -0.38 | 34.62 | 0.14187 | 0 | 0 | 0 | 0.62 | -0.62 | 34.38 | 0 | 0 | 1.2186 | 1.2186 | 0.62 | 0.59861 | 35 | 0.72036 | 0 | 0.4048 | 0.4048 | 0.62 | -0.2152 | 34.7848 | 0.23929 | 0
[5 empty] | 2022-11-02 | 7.52 | 7.52 | 0.62 | 6.9 | 35 | 4.4454 | 0 | 0 | 0 | 0.62 | -0.62 | 34 | 0 | 0 | 5.7096 | 5.7096 | 0.62 | 5.0896 | 35 | 3.3752 | 0 | 0 | 0 | 0.62 | -0.62 | 34.38 | 0 | 0 | 6.8347 | 6.8347 | 0.62 | 6.2147 | 35 | 4.0402 | 0
[5 empty] | 2022-11-03 | 7.04 | 7.04 | 0.62 | 6.42 | 35 | 4.1616 | 0 | 0 | 0 | 0.62 | -0.62 | 33.38 | 0 | 0 | 4.758 | 4.758 | 0.62 | 4.138 | 35 | 2.8126 | 0 | 0 | 0 | 0.62 | -0.62 | 33.76 | 0 | 0 | 4.1219 | 4.1219 | 0.62 | 3.5019 | 35 | 2.4366 | 0
[5 empty] | 2022-11-04 | 1.8 | 1.8 | 0.62 | 1.18 | 35 | 1.064 | 0 | 0.68 | 0.68 | 0.62 | 0.06 | 33.44 | 0.40197 | 0 | 2.8809 | 2.8809 | 0.62 | 2.2609 | 35 | 1.703 | 0 | 0 | 0 | 0.62 | -0.62 | 33.14 | 0 | 0 | 0.8553 | 0.8553 | 0.62 | 0.2353 | 35 | 0.5056 | 0
[5 empty] | 2022-11-05 | 0.88 | 0.88 | 0.62 | 0.26 | 35 | 0.5202 | 0 | 1.2 | 1.2 | 0.62 | 0.58 | 34.02 | 0.70936 | 0 | 0 | 0 | 0.62 | -0.62 | 34.38 | 0 | 0 | 2.3851 | 2.3851 | 0.62 | 1.7651 | 34.9051 | 1.4099 | 0 | 0.40251 | 0.40251 | 0.62 | -0.21749 | 34.7825 | 0.23794 | 0
[5 empty] | 2022-11-06 | 4.04 | 4.04 | 0.62 | 3.42 | 35 | 2.3882 | 0 | 8.84 | 8.84 | 0.62 | 8.22 | 35 | 5.2257 | 0 | 4.8443 | 4.8443 | 0.62 | 4.2243 | 35 | 2.8636 | 0 | 7.0994 | 7.0994 | 0.62 | 6.4794 | 35 | 4.1967 | 0 | 4.7324 | 4.7324 | 0.62 | 4.1124 | 35 | 2.7975 | 0
[5 empty] | 2022-11-07 | 0.28 | 0.28 | 0.62 | -0.34 | 34.66 | 0.16552 | 0 | 0.44 | 0.44 | 0.62 | -0.18 | 34.82 | 0.2601 | 0 | 0 | 0 | 0.62 | -0.62 | 34.38 | 0 | 0 | 0.023873 | 0.023873 | 0.62 | -0.59613 | 34.4039 | 0.014112 | 0 | 0 | 0 | 0.62 | -0.62 | 34.38 | 0 | 0
[5 empty] | 2022-11-08 | 6.8 | 6.8 | 0.62 | 6.18 | 35 | 4.0197 | 0 | 0.32 | 0.32 | 0.62 | -0.3 | 34.52 | 0.18916 | 0 | 7.4176 | 7.4176 | 0.62 | 6.7976 | 35 | 4.3848 | 0 | 0 | 0 | 0.62 | -0.62 | 33.7839 | 0 | 0 | 5.0326 | 5.0326 | 0.62 | 4.4126 | 35 | 2.975 | 0
[5 empty] | 2022-11-09 | 0 | 0 | 0.62 | -0.62 | 34.38 | 0 | 0 | 0 | 0 | 0.62 | -0.62 | 33.9 | 0 | 0 | 0 | 0 | 0.62 | -0.62 | 34.38 | 0 | 0 | 0.3694 | 0.3694 | 0.62 | -0.2506 | 33.5333 | 0.21837 | 0 | 0 | 0 | 0.62 | -0.62 | 34.38 | 0 | 0
[5 empty] | 2022-11-10 | 0 | 0 | 0.62 | -0.62 | 33.76 | 0 | 0 | 4.1 | 4.1 | 0.62 | 3.48 | 35 | 2.4237 | 0 | 0 | 0 | 0.62 | -0.62 | 33.76 | 0 | 0 | 1.0497 | 1.0497 | 0.62 | 0.42967 | 33.9629 | 0.6205 | 0 | 0.26322 | 0.26322 | 0.62 | -0.35678 | 34.0232 | 0.1556 | 0
[5 empty] | 2022-11-11 | 0 | 0 | 0.62 | -0.62 | 33.14 | 0 | 0 | 3.76 | 3.76 | 0.62 | 3.14 | 35 | 2.2227 | 0 | 0 | 0 | 0.62 | -0.62 | 33.14 | 0 | 0 | 4.9439 | 4.9439 | 0.62 | 4.3239 | 35 | 2.9225 | 0 | 0 | 0 | 0.62 | -0.62 | 33.4032 | 0 | 0
[5 empty] | 2022-11-12 | 0 | 0 | 0.62 | -0.62 | 32.52 | 0 | 0 | 11.8 | 10 | 0.62 | 9.38 | 35 | 5.9114 | 0 | 0 | 0 | 0.62 | -0.62 | 32.52 | 0 | 0 | 11.5572 | 10 | 0.62 | 9.38 | 35 | 5.9114 | 0 | 1.414 | 1.414 | 0.62 | 0.79403 | 34.1973 | 0.83589 | 0
[5 empty] | 2022-11-13 | 0 | 0 | 0.62 | -0.62 | 31.9 | 0 | 0 | 2.28 | 2.28 | 0.62 | 1.66 | 35 | 1.3478 | 0 | 1.3301 | 1.3301 | 0.62 | 0.71007 | 33.2301 | 0.78626 | 0 | 0 | 0 | 0.62 | -0.62 | 34.38 | 0 | 0 | 1.2609 | 1.2609 | 0.62 | 0.64093 | 34.8382 | 0.74538 | 0
[5 empty] | 2022-11-14 | 0 | 0 | 0.62 | -0.62 | 31.28 | 0 | 0 | 0.12 | 0.12 | 0.62 | -0.5 | 34.5 | 0.070936 | 0 | 0 | 0 | 0.62 | -0.62 | 32.6101 | 0 | 0 | 0 | 0 | 0.62 | -0.62 | 33.76 | 0 | 0 | 0 | 0 | 0.62 | -0.62 | 34.2182 | 0 | 0
[5 empty] | 2022-11-15 | 0 | 0 | 0.62 | -0.62 | 30.66 | 0 | 0 | 1.2 | 1.2 | 0.62 | 0.58 | 35 | 0.70936 | 0 | 0 | 0 | 0.62 | -0.62 | 31.9901 | 0 | 0 | 2.1025 | 2.1025 | 0.62 | 1.4825 | 35 | 1.2429 | 0 | 1.1894 | 1.1894 | 0.62 | 0.5694 | 34.7876 | 0.7031 | 0
[5 empty] | 2022-11-16 | 0 | 0 | 0.62 | -0.62 | 30.04 | 0 | 0 | 11.08 | 10 | 0.62 | 9.38 | 35 | 5.9114 | 0 | 0 | 0 | 0.62 | -0.62 | 31.3701 | 0 | 0 | 12.7081 | 10 | 0.62 | 9.38 | 35 | 5.9114 | 0 | 0.062058 | 0.062058 | 0.62 | -0.55794 | 34.2296 | 0.036685 | 0
[5 empty] | 2022-11-17 | 0 | 0 | 0.62 | -0.62 | 29.42 | 0 | 0 | 1.24 | 1.24 | 0.62 | 0.62 | 35 | 0.73301 | 0 | 0 | 0 | 0.62 | -0.62 | 30.7501 | 0 | 0 | 1.3601 | 1.3601 | 0.62 | 0.7401 | 35 | 0.80401 | 0 | 0 | 0 | 0.62 | -0.62 | 33.6096 | 0 | 0
[5 empty] | 2022-11-18 | 0 | 0 | 0.62 | -0.62 | 28.8 | 0 | 0 | 0 | 0 | 0.62 | -0.62 | 34.38 | 0 | 0 | 0 | 0 | 0.62 | -0.62 | 30.1301 | 0 | 0 | 0 | 0 | 0.62 | -0.62 | 34.38 | 0 | 0 | 0 | 0 | 0.62 | -0.62 | 32.9896 | 0 | 0
[5 empty] | 2022-11-19 | 0.68 | 0.68 | 0.62 | 0.06 | 28.86 | 0.40197 | 0 | 0 | 0 | 0.62 | -0.62 | 33.76 | 0 | 0 | 0.61503 | 0.61503 | 0.62 | -0.0049691 | 30.1251 | 0.36357 | 0 | 0.21823 | 0.21823 | 0.62 | -0.40177 | 33.9782 | 0.129 | 0 | 0 | 0 | 0.62 | -0.62 | 32.3696 | 0 | 0
[5 empty] | 2022-11-20 | 5.88 | 5.88 | 0.62 | 5.26 | 34.12 | 3.4759 | 0 | 0 | 0 | 0.62 | -0.62 | 33.14 | 0 | 0 | 7.5627 | 7.5627 | 0.62 | 6.9427 | 35 | 4.4706 | 0 | 1.3671 | 1.3671 | 0.62 | 0.74709 | 34.7253 | 0.80814 | 0 | 4.9527 | 4.9527 | 0.62 | 4.3327 | 35 | 2.9277 | 0
[5 empty] | 2022-11-21 | 6.56 | 6.56 | 0.62 | 5.94 | 35 | 3.8779 | 0 | 0 | 0 | 0.62 | -0.62 | 32.52 | 0 | 0 | 4.3094 | 4.3094 | 0.62 | 3.6894 | 35 | 2.5474 | 0 | 1.1726 | 1.1726 | 0.62 | 0.55264 | 35 | 0.69319 | 0 | 3.3345 | 3.3345 | 0.62 | 2.7145 | 35 | 1.9712 | 0
[5 empty] | 2022-11-22 | 5.12 | 5.12 | 0.62 | 4.5 | 35 | 3.0266 | 0 | 0 | 0 | 0.62 | -0.62 | 31.9 | 0 | 0 | 6.4346 | 6.4346 | 0.62 | 5.8146 | 35 | 3.8037 | 0 | 0 | 0 | 0.62 | -0.62 | 34.38 | 0 | 0 | 7.24 | 7.24 | 0.62 | 6.62 | 35 | 4.2798 | 0
[5 empty] | 2022-11-23 | 3.04 | 3.04 | 0.62 | 2.42 | 35 | 1.7971 | 0 | 0 | 0 | 0.62 | -0.62 | 31.28 | 0 | 0 | 4.1946 | 4.1946 | 0.62 | 3.5746 | 35 | 2.4796 | 0 | 0 | 0 | 0.62 | -0.62 | 33.76 | 0 | 0 | 2.0531 | 2.0531 | 0.62 | 1.4331 | 35 | 1.2137 | 0
[5 empty] | 2022-11-24 | 12.12 | 10 | 0.62 | 9.38 | 35 | 5.9114 | 0 | 0 | 0 | 0.62 | -0.62 | 30.66 | 0 | 0 | 13.857 | 10 | 0.62 | 9.38 | 35 | 5.9114 | 0 | 0 | 0 | 0.62 | -0.62 | 33.14 | 0 | 0 | 11.2152 | 10 | 0.62 | 9.38 | 35 | 5.9114 | 0
[5 empty] | 2022-11-25 | 3 | 3 | 0.62 | 2.38 | 35 | 1.7734 | 0 | 0 | 0 | 0.62 | -0.62 | 30.04 | 0 | 0 | 3.0955 | 3.0955 | 0.62 | 2.4755 | 35 | 1.8299 | 0 | 0 | 0 | 0.62 | -0.62 | 32.52 | 0 | 0 | 2.0368 | 2.0368 | 0.62 | 1.4168 | 35 | 1.204 | 0
[5 empty] | 2022-11-26 | 8.6 | 8.6 | 0.62 | 7.98 | 35 | 5.0838 | 0 | 0 | 0 | 0.62 | -0.62 | 29.42 | 0 | 0 | 7.814 | 7.814 | 0.62 | 7.194 | 35 | 4.6191 | 0 | 0 | 0 | 0.62 | -0.62 | 31.9 | 0 | 0 | 8.2412 | 8.2412 | 0.62 | 7.6212 | 35 | 4.8717 | 0
[5 empty] | 2022-11-27 | 3 | 3 | 0.62 | 2.38 | 35 | 1.7734 | 0 | 0 | 0 | 0.62 | -0.62 | 28.8 | 0 | 0 | 1.1087 | 1.1087 | 0.62 | 0.48874 | 35 | 0.65542 | 0 | 0.011686 | 0.011686 | 0.62 | -0.60831 | 31.2917 | 0.0069083 | 0 | 0 | 0 | 0.62 | -0.62 | 34.38 | 0 | 0
[5 empty] | 2022-11-28 | 0 | 0 | 0.62 | -0.62 | 34.38 | 0 | 0 | 0 | 0 | 0.62 | -0.62 | 28.18 | 0 | 0 | 0 | 0 | 0.62 | -0.62 | 34.38 | 0 | 0 | 0 | 0 | 0.62 | -0.62 | 30.6717 | 0 | 0 | 1.6171 | 1.6171 | 0.62 | 0.9971 | 35 | 0.95593 | 0
[5 empty] | 2022-11-29 | 0 | 0 | 0.62 | -0.62 | 33.76 | 0 | 0 | 0 | 0 | 0.62 | -0.62 | 27.56 | 0 | 0 | 0.52976 | 0.52976 | 0.62 | -0.090237 | 34.2898 | 0.31316 | 0 | 0.60667 | 0.60667 | 0.62 | -0.013325 | 30.6584 | 0.35863 | 0 | 0.34791 | 0.34791 | 0.62 | -0.27209 | 34.7279 | 0.20566 | 0
[5 empty] | 2022-11-30 | 0 | 0 | 0.62 | -0.62 | 33.14 | 0 | 0 | 2.6 | 2.6 | 0.62 | 1.98 | 29.54 | 1.537 | 0 | 0 | 0 | 0.62 | -0.62 | 33.6698 | 0 | 0 | 2.552 | 2.552 | 0.62 | 1.932 | 32.5903 | 1.5086 | 0 | 0 | 0 | 0.62 | -0.62 | 34.1079 | 0 | 0
[5 empty] | 2022-12-01 | 0 | 0 | 0.62 | -0.62 | 32.52 | 0 | 0 | 6.92 | 6.92 | 0.62 | 6.3 | 35 | 4.0907 | 0 | 0 | 0 | 0.62 | -0.62 | 33.0498 | 0 | 0 | 7.9379 | 7.9379 | 0.62 | 7.3179 | 35 | 4.6924 | 0 | 0 | 0 | 0.62 | -0.62 | 33.4879 | 0 | 0
[5 empty] | 2022-12-02 | 0 | 0 | 0.62 | -0.62 | 31.9 | 0 | 0 | 5.48 | 5.48 | 0.62 | 4.86 | 35 | 3.2394 | 0 | 0.32668 | 0.32668 | 0.62 | -0.29332 | 32.7564 | 0.19311 | 0 | 5.7498 | 5.7498 | 0.62 | 5.1298 | 35 | 3.3989 | 0 | 1.1352 | 1.1352 | 0.62 | 0.51521 | 34.0031 | 0.67106 | 0
[5 empty] | 2022-12-03 | 0 | 0 | 0.62 | -0.62 | 31.28 | 0 | 0 | 6.52 | 6.52 | 0.62 | 5.9 | 35 | 3.8542 | 0 | 0 | 0 | 0.62 | -0.62 | 32.1364 | 0 | 0 | 3.817 | 3.817 | 0.62 | 3.197 | 35 | 2.2564 | 0 | 0 | 0 | 0.62 | -0.62 | 33.3831 | 0 | 0
[5 empty] | 2022-12-04 | 0.24 | 0.24 | 0.62 | -0.38 | 30.9 | 0.14187 | 0 | 5.44 | 5.44 | 0.62 | 4.82 | 35 | 3.2158 | 0 | 0 | 0 | 0.62 | -0.62 | 31.5164 | 0 | 0 | 5.8223 | 5.8223 | 0.62 | 5.2023 | 35 | 3.4418 | 0 | 0 | 0 | 0.62 | -0.62 | 32.7631 | 0 | 0
[5 empty] | 2022-12-05 | 9.08 | 9.08 | 0.62 | 8.46 | 35 | 5.3675 | 0 | 6.76 | 6.76 | 0.62 | 6.14 | 35 | 3.9961 | 0 | 9.645 | 9.645 | 0.62 | 9.025 | 35 | 5.7015 | 0 | 7.3624 | 7.3624 | 0.62 | 6.7424 | 35 | 4.3522 | 0 | 6.843 | 6.843 | 0.62 | 6.223 | 35 | 4.0452 | 0
[5 empty] | 2022-12-06 | 0.16 | 0.16 | 0.62 | -0.46 | 34.54 | 0.094582 | 0 | 4.48 | 4.48 | 0.62 | 3.86 | 35 | 2.6483 | 0 | 0 | 0 | 0.62 | -0.62 | 34.38 | 0 | 0 | 3.4022 | 3.4022 | 0.62 | 2.7822 | 35 | 2.0112 | 0 | 0 | 0 | 0.62 | -0.62 | 34.38 | 0 | 0
[5 empty] | 2022-12-07 | 3.04 | 3.04 | 0.62 | 2.42 | 35 | 1.7971 | 0 | 7.44 | 7.44 | 0.62 | 6.82 | 35 | 4.3981 | 0 | 3.4665 | 3.4665 | 0.62 | 2.8465 | 35 | 2.0492 | 0 | 8.8671 | 8.8671 | 0.62 | 8.2471 | 35 | 5.2417 | 0 | 2.4123 | 2.4123 | 0.62 | 1.7923 | 35 | 1.426 | 0
[5 empty] | 2022-12-08 | 9.72 | 9.72 | 0.62 | 9.1 | 35 | 5.7459 | 0 | 5.4 | 5.4 | 0.62 | 4.78 | 35 | 3.1921 | 0 | 9.3662 | 9.3662 | 0.62 | 8.7462 | 35 | 5.5367 | 0 | 6.2671 | 6.2671 | 0.62 | 5.6471 | 35 | 3.7047 | 0 | 6.349 | 6.349 | 0.62 | 5.729 | 35 | 3.7531 | 0
[5 empty] | 2022-12-09 | 6.84 | 6.84 | 0.62 | 6.22 | 35 | 4.0434 | 0 | 0.96 | 0.96 | 0.62 | 0.34 | 35 | 0.56749 | 0 | 4.4587 | 4.4587 | 0.62 | 3.8387 | 35 | 2.6357 | 0 | 1.6638 | 1.6638 | 0.62 | 1.0438 | 35 | 0.98352 | 0 | 2.9015 | 2.9015 | 0.62 | 2.2815 | 35 | 1.7152 | 0
[5 empty] | 2022-12-10 | 0.88 | 0.88 | 0.62 | 0.26 | 35 | 0.5202 | 0 | 2.44 | 2.44 | 0.62 | 1.82 | 35 | 1.4424 | 0 | 0.7037 | 0.7037 | 0.62 | 0.0837 | 35 | 0.41598 | 0 | 2.0216 | 2.0216 | 0.62 | 1.4016 | 35 | 1.195 | 0 | 0 | 0 | 0.62 | -0.62 | 34.38 | 0 | 0
[5 empty] | 2022-12-11 | 3.56 | 3.56 | 0.62 | 2.94 | 35 | 2.1044 | 0 | 0.68 | 0.68 | 0.62 | 0.06 | 35 | 0.40197 | 0 | 0.35209 | 0.35209 | 0.62 | -0.26791 | 34.7321 | 0.20813 | 0 | 1.0289 | 1.0289 | 0.62 | 0.40887 | 35 | 0.6082 | 0 | 0.10234 | 0.10234 | 0.62 | -0.51766 | 33.8623 | 0.060498 | 0
[5 empty] | 2022-12-12 | 0.28 | 0.28 | 0.62 | -0.34 | 34.66 | 0.16552 | 0 | 4.76 | 4.76 | 0.62 | 4.14 | 35 | 2.8138 | 0 | 0 | 0 | 0.62 | -0.62 | 34.1121 | 0 | 0 | 1.9513 | 1.9513 | 0.62 | 1.3313 | 35 | 1.1535 | 0 | 0.80272 | 0.80272 | 0.62 | 0.18272 | 34.0451 | 0.47452 | 0
[5 empty] | 2022-12-13 | 0.2 | 0.2 | 0.62 | -0.42 | 34.24 | 0.11823 | 0 | 0 | 0 | 0.62 | -0.62 | 34.38 | 0 | 0 | 0 | 0 | 0.62 | -0.62 | 33.4921 | 0 | 0 | 0 | 0 | 0.62 | -0.62 | 34.38 | 0 | 0 | 0 | 0 | 0.62 | -0.62 | 33.4251 | 0 | 0
[5 empty] | 2022-12-14 | 0 | 0 | 0.62 | -0.62 | 33.62 | 0 | 0 | 0.48 | 0.48 | 0.62 | -0.14 | 34.24 | 0.28375 | 0 | 0 | 0 | 0.62 | -0.62 | 32.8721 | 0 | 0 | 0.72217 | 0.72217 | 0.62 | 0.10217 | 34.4822 | 0.4269 | 0 | 0 | 0 | 0.62 | -0.62 | 32.8051 | 0 | 0
[5 empty] | 2022-12-15 | 1.8 | 1.8 | 0.62 | 1.18 | 34.8 | 1.064 | 0 | 0.6 | 0.6 | 0.62 | -0.02 | 34.22 | 0.35468 | 0 | 2.4053 | 2.4053 | 0.62 | 1.7853 | 34.6574 | 1.4219 | 0 | 0 | 0 | 0.62 | -0.62 | 33.8622 | 0 | 0 | 0.98535 | 0.98535 | 0.62 | 0.36535 | 33.1704 | 0.58248 | 0
[5 empty] | 2022-12-16 | 4.04 | 4.04 | 0.62 | 3.42 | 35 | 2.3882 | 0 | 0.44 | 0.44 | 0.62 | -0.18 | 34.04 | 0.2601 | 0 | 5.2899 | 5.2899 | 0.62 | 4.6699 | 35 | 3.1271 | 0 | 0 | 0 | 0.62 | -0.62 | 33.2422 | 0 | 0 | 2.5954 | 2.5954 | 0.62 | 1.9754 | 35 | 1.5343 | 0
[5 empty] | 2022-12-17 | 0.16 | 0.16 | 0.62 | -0.46 | 34.54 | 0.094582 | 0 | 4.36 | 4.36 | 0.62 | 3.74 | 35 | 2.5774 | 0 | 0 | 0 | 0.62 | -0.62 | 34.38 | 0 | 0 | 3.3634 | 3.3634 | 0.62 | 2.7434 | 35 | 1.9883 | 0 | 1.1425 | 1.1425 | 0.62 | 0.52249 | 35 | 0.67537 | 0
[5 empty] | 2022-12-18 | 4.92 | 4.92 | 0.62 | 4.3 | 35 | 2.9084 | 0 | 5.1 | 5.1 | 0.62 | 4.48 | 35 | 3.0148 | 0 | 2.9158 | 2.9158 | 0.62 | 2.2958 | 35 | 1.7236 | 0 | 6.0095 | 6.0095 | 0.62 | 5.3895 | 35 | 3.5524 | 0 | 4.0333 | 4.0333 | 0.62 | 3.4133 | 35 | 2.3842 | 0
[5 empty] | 2022-12-19 | 0 | 0 | 0.62 | -0.62 | 34.38 | 0 | 0 | 6.36 | 6.36 | 0.62 | 5.74 | 35 | 3.7596 | 0 | 0 | 0 | 0.62 | -0.62 | 34.38 | 0 | 0 | 8.1068 | 8.1068 | 0.62 | 7.4868 | 35 | 4.7922 | 0 | 1.6964 | 1.6964 | 0.62 | 1.0764 | 35 | 1.0028 | 0
[5 empty] | 2022-12-20 | 0 | 0 | 0.62 | -0.62 | 33.76 | 0 | 0 | 4.52 | 4.52 | 0.62 | 3.9 | 35 | 2.6719 | 0 | 0 | 0 | 0.62 | -0.62 | 33.76 | 0 | 0 | 1.8529 | 1.8529 | 0.62 | 1.2329 | 35 | 1.0953 | 0 | 0 | 0 | 0.62 | -0.62 | 34.38 | 0 | 0
[5 empty] | 2022-12-21 | 1.76 | 1.76 | 0.62 | 1.14 | 34.9 | 1.0404 | 0 | 1.8 | 1.8 | 0.62 | 1.18 | 35 | 1.064 | 0 | 0 | 0 | 0.62 | -0.62 | 33.14 | 0 | 0 | 2.5162 | 2.5162 | 0.62 | 1.8962 | 35 | 1.4874 | 0 | 0 | 0 | 0.62 | -0.62 | 33.76 | 0 | 0
[5 empty] | 2022-12-22 | 2.32 | 2.32 | 0.62 | 1.7 | 35 | 1.3714 | 0 | 7.16 | 7.16 | 0.62 | 6.54 | 35 | 4.2325 | 0 | 3.1735 | 3.1735 | 0.62 | 2.5535 | 35 | 1.876 | 0 | 8.4873 | 8.4873 | 0.62 | 7.8673 | 35 | 5.0171 | 0 | 1.6704 | 1.6704 | 0.62 | 1.0504 | 34.8104 | 0.98746 | 0
[5 empty] | 2022-12-23 | 2 | 2 | 0.62 | 1.38 | 35 | 1.1823 | 0 | 1.88 | 1.88 | 0.62 | 1.26 | 35 | 1.1113 | 0 | 0.39545 | 0.39545 | 0.62 | -0.22455 | 34.7754 | 0.23376 | 0 | 0 | 0 | 0.62 | -0.62 | 34.38 | 0 | 0 | 0 | 0 | 0.62 | -0.62 | 34.1904 | 0 | 0
[5 empty] | 2022-12-24 | 0.44 | 0.44 | 0.62 | -0.18 | 34.82 | 0.2601 | 0 | 0 | 0 | 0.62 | -0.62 | 34.38 | 0 | 0 | 0.88744 | 0.88744 | 0.62 | 0.26744 | 35 | 0.5246 | 0 | 0.69866 | 0.69866 | 0.62 | 0.078663 | 34.4587 | 0.41301 | 0 | 1.3458 | 1.3458 | 0.62 | 0.72581 | 34.9162 | 0.79556 | 0
[5 empty] | 2022-12-25 | 0.12 | 0.12 | 0.62 | -0.5 | 34.32 | 0.070936 | 0 | 0 | 0 | 0.62 | -0.62 | 33.76 | 0 | 0 | 0.57635 | 0.57635 | 0.62 | -0.043648 | 34.9564 | 0.3407 | 0 | 0 | 0 | 0.62 | -0.62 | 33.8387 | 0 | 0 | 0 | 0 | 0.62 | -0.62 | 34.2962 | 0 | 0
[5 empty] | 2022-12-26 | 2.04 | 2.04 | 0.62 | 1.42 | 35 | 1.2059 | 0 | 5.24 | 5.24 | 0.62 | 4.62 | 35 | 3.0976 | 0 | 0 | 0 | 0.62 | -0.62 | 34.3364 | 0 | 0 | 6.1143 | 6.1143 | 0.62 | 5.4943 | 35 | 3.6144 | 0 | 0 | 0 | 0.62 | -0.62 | 33.6762 | 0 | 0
[5 empty] | 2022-12-27 | 1.08 | 1.08 | 0.62 | 0.46 | 35 | 0.63843 | 0 | 0.32 | 0.32 | 0.62 | -0.3 | 34.7 | 0.18916 | 0 | 0 | 0 | 0.62 | -0.62 | 33.7164 | 0 | 0 | 0 | 0 | 0.62 | -0.62 | 34.38 | 0 | 0 | 1.6258 | 1.6258 | 0.62 | 1.0058 | 34.682 | 0.96105 | 0
[5 empty] | 2022-12-28 | 0 | 0 | 0.62 | -0.62 | 34.38 | 0 | 0 | 0.04 | 0.04 | 0.62 | -0.58 | 34.12 | 0.023645 | 0 | 0 | 0 | 0.62 | -0.62 | 33.0964 | 0 | 0 | 0 | 0 | 0.62 | -0.62 | 33.76 | 0 | 0 | 0 | 0 | 0.62 | -0.62 | 34.062 | 0 | 0
[5 empty] | 2022-12-29 | 0 | 0 | 0.62 | -0.62 | 33.76 | 0 | 0 | 0 | 0 | 0.62 | -0.62 | 33.5 | 0 | 0 | 0 | 0 | 0.62 | -0.62 | 32.4764 | 0 | 0 | 1.5952 | 1.5952 | 0.62 | 0.97515 | 34.7352 | 0.94295 | 0 | 1.341 | 1.341 | 0.62 | 0.721 | 34.783 | 0.79271 | 0
[5 empty] | 2022-12-30 | 0 | 0 | 0.62 | -0.62 | 33.14 | 0 | 0 | 0 | 0 | 0.62 | -0.62 | 32.88 | 0 | 0 | 0 | 0 | 0.62 | -0.62 | 31.8564 | 0 | 0 | 0 | 0 | 0.62 | -0.62 | 34.1152 | 0 | 0 | 0.27949 | 0.27949 | 0.62 | -0.34051 | 34.4425 | 0.16522 | 0
[5 empty] | 2022-12-31 | 0 | 0 | 0.62 | -0.62 | 32.52 | 0 | 0 | 0 | 0 | 0.62 | -0.62 | 32.26 | 0 | 0 | 0 | 0 | 0.62 | -0.62 | 31.2364 | 0 | 0 | 0.99415 | 0.99415 | 0.62 | 0.37415 | 34.4893 | 0.58768 | 0 | 0 | 0 | 0.62 | -0.62 | 33.8225 | 0 | 0

## Pumps
Constants |  |  | Pump A |  |  | Pump B |  |  | Pump B
|  |  | a | -0.0172 |  | a | -0.0039 |  | a | -0.0151
Consumption | 0.62 | m^3 | b | -0.3605 |  | b | -0.096 |  | b | -0.5516
Catchment Area | 200 | m^2 | c | 150.9 |  | c | 273.86 |  | c | 356.8
Collection Tank | 10 | m^3
Storage Tank Volume | 35 | m^3 | Quad_A | 53574.4784 |  | Quad_A | 48848.9118 |  | Quad_A | 52828.3363
Cf total up to storage | 0 |  | Quad_B | 6795.2649 |  | Quad_B | 1809.5574 |  | Quad_B | 10397.415
K | 10 |  | Quad_C | 10965 |  | Quad_C | -111995 |  | Quad_C | -194935
rho | 1000 | kg/m^3
g | 9.81 | m/s^2 | v | #NUM! | m/s | v | 1.4958 | m/s | v | 1.825 | m/s
f | 0.05 |  | Pump rate (hours) | #NUM! | m^3/hour | Pump rate (hours) | 1.6917 | m^3/hour | Pump rate (hours) | 2.0641 | m^3/hour
|  |  | m^3/day | #NUM! |  | m^3/day | 40.5997 |  | m^3/day | 49.5377 | m^3/day
Water Height | 16.5 | m | Flow rate L/min | #NUM! | L/min
Pipe Length | 33.9706 | m
Pipe Diameter | 0.02 | m^2 | Pressure | #NUM! |  | Pressure | 268.0532 |  | Pressure | 319.9543
Pipe Area | 0.00031416 | m^2 | Also pressure | #NUM! |  |  | 268053.1793 |  |  | 319954.2946
Pipe Area with unit conv | 18.8496 | dm^3*s/(m*min) | Pressure Losses total | #NUM! |  | Pressure Losses total | 106188.1793 |  | Pressure Losses total | 158089.2946
Test Case stuff below. Not needed anymore but keeping just in case. Should not be connected to anything
|  |  | Quad_A test | 47463.2194
|  |  | Quad_B test | 0
|  |  | Quad_C test | 36265
|  |  | v | #NUM!
|  |  | Pump rate (hours) | #NUM!
|  |  | m^3/day | #NUM!
|  |  | pressure losses test case | #NUM!
|  |  | Pressure check | #NUM!

## Location
Site Topography Location | m | Y-Location | Elevation(X direction) | Elevation
X Location | 20 | 25 | -5 | 15
Y Location | -23 | 20 | 0
|  | 15 | 5
|  | 10 | 7.5
|  | 5 | 7.5
|  | 0 | 5
|  | -5 | 2.5
|  | -10 | 2.5
|  | -15 | 2.5
|  | -20 | 7.5
|  | -25 | 15

## Power System Selection
OPTION-1
Solar |  |  |  |  | Components needed
Component | HES-260 | SW-80 | HES-305P |  | Number of panels needed | 20
Area (m^2) | 1.6 | 0.62 | 2 |  | Type of Panel | SW-80
Initial Cost | 500 | 205 | 450 |  | Number of batteries | 0
Efficiency | 17% | 15% | 13% |  | Number of Invertor | 0
GHG Emissions (from production) (kgCO2e) | 496 | 192 | 620
Maintenance | 4 times a year
Solar Energy Available (W/m^2) | 350 |  |  |  | Total Area of Panels | 12.4
Batteries |  |  |  |  | Total Power from Solar Panels | 13020
Voltage (V) | 12
Energy Storage (Wh) | 2000
Cost | 390
Efficiency | 96%
GHG Emissions (kgCO2e) | 240
DC-AC Power Invertor |  |  |  |  | Generator Energy |  |  |  | Solar Energy
Voltage (V) | 12 |  |  |  | Diesel Needed per Year | 134.4495 | L diesel/year |  | Total Energy Required | 8410460.823 | J/day
Power (W) | 2800 |  |  |  | Refuelling maintenance | 1.3445 | opertaions/year |  | Required Energy | 9919493.5356 | J/day
Cost | 2369 |  |  |  | Maintenance needed | 0.5378 | opertions/year |  | Capable of Supplying? (y/n) | y
Efficiency | 92% |  |  |  | Total Maintenance for Generator Use | 1.8823 | operations/year
GHG Emissions (kgCO2e) | 100
TOTAL COST | 4100 |  |  |  | Calculations over 5 years
TOTAL MAINTENANCE (per year) |  |  |  |  | Diesel Used | 672.2473
[5 empty] | Refuels | 6.7225
[5 empty] | oil changes | 2.689
TOTAL ENERGY CONSUMPTION |  |  |  |  | Total Maintenance | 8.8737
OPTION-2 |  |  |  |  | Maintenance per year | 1.7747
Generator
Power (W) | 5000
Cost | 3250
Efficiency | 35%
Energy in Fuel (J/L) | 40000000
Maintenance (every 250 hours)
Cost of oil change | 50
Refuelling Maintenace (every 100L)
GHG Emissions to build (kgCO2e) | 1250
Cost of Diesel (100L Shipments) | 325
GHG Emissions (kgCO2e) per Litre | 3.25
TOTAL COST | 3250
Maintenance Costs | 0
Ozone Calculations |  |  |  | UV Energy Calculations
Max Daily Energy Required | 100 | MJ |  | Energy Required per day (24 hrs running) | 4320000 | J/day
|  |  |  | Energy supplied by battery | 4500000 | J/day
Solar Energy Calculations |  |  |  | Energy supplied by generator | 4687500 | J/day
Solar Intensity | 350 | W/m^2
Daylight Fluctuation
| Daylight | Energy Collected | Electrical Energy | Energy Difference
| hrs | J/day | J/day | J
January | 8 | 64512000 | 10967040 | 1047546.4644
February | 10 | 80640000 | 13708800 | 3789306.4644
March | 12 | 96768000 | 16450560 | 6531066.4644
April | 13.5 | 108864000 | 18506880 | 8587386.4644
May | 15 | 120960000 | 20563200 | 10643706.4644
June | 16 | 129024000 | 21934080 | 12014586.4644
July | 15.5 | 124992000 | 21248640 | 11329146.4644
August | 14.5 | 116928000 | 19877760 | 9958266.4644
September | 12.5 | 100800000 | 17136000 | 7216506.4644
October | 11 | 88704000 | 15079680 | 5160186.4644
November | 9 | 72576000 | 12337920 | 2418426.4644
December | 7.5 | 60480000 | 10281600 | 362106.4644
| RAINWATER DATA | [5 empty] | MECHANICAL ENERGY |  |  |  |  | ELECTRICAL ENERGY (Pump) |  |  |  |  | TOTAL ELECTRICAL ENERGY (Pump, Ozone?, UV) | [5 empty] | Diesel needed |  |  |  |  | Total Diesel Fuel: | 672.2473 | Solar Electrical Energy Produced
Daily Data | Year 1 | Year 2 | Year 3 | Year 4 | Year 5 |  | Year 1 | Year 2 | Year 3 | Year 4 | Year 5 | Year 1 | Year 2 | Year 3 | Year 4 | Year 5 | Year 1 | Year 2 | Year 3 | Year 4 | Year 5 |  | Year 1 | Year 2 | Year 3 | Year 4 | Year 5 |  |  | Year 1 | Year 2 | Year 3 | Year 4 | Year 5
| L | L | L | L | L |  | J | J | J | J | J | J | J | J | J | J | J | J | J | J | J |  | L | L | L | L | L |  |  | J | J | J | J | J
2022-01-01 | 3760 | 1560 | 2219.9029 | 0 | 2953.389 |  | 1007879.954 | 418162.9596 | 595052.0412 | 0 | 791665.3199 | 1399833.2694 | 580781.8884 | 826461.1684 | 0 | 1099535.1666 | 1399833.2694 | 5268281.8884 | 5513961.1684 | 4687500 | 5787035.1666 |  | 0.099988 | 0.37631 | 0.39385 | 0.33482 | 0.41336 |  |  | 10967040 | 10967040 | 10967040 | 10967040 | 10967040
2022-01-02 | 3960 | 200 | 4966.1459 | 0 | 5266.3096 |  | 1061490.5899 | 53610.6359 | 1331191.1935 | 0 | 1411651.0199 | 1474292.4859 | 74459.2165 | 1848876.6576 | 0 | 1960626.4165 | 1474292.4859 | 4761959.2165 | 6536376.6576 | 4687500 | 6648126.4165 |  | 0.10531 | 0.34014 | 0.46688 | 0.33482 | 0.47487 |  |  | 10967040 | 10967040 | 10967040 | 10967040 | 10967040
2022-01-03 | 0 | 2680 | 0 | 3333.4963 | 1652.5799 |  | 0 | 718382.5204 | 0 | 893554.2767 | 442979.3093 | 0 | 997753.5006 | 0 | 1241047.6065 | 615249.0407 | 0 | 5685253.5006 | 4687500 | 5928547.6065 | 5302749.0407 |  | 0 | 0.40609 | 0.33482 | 0.42347 | 0.37877 |  |  | 10967040 | 10967040 | 10967040 | 10967040 | 10967040
2022-01-04 | 0 | 10000 | 0 | 10000 | 1455.4298 |  | 0 | 2680531.7926 | 0 | 2680531.7926 | 390132.5972 | 0 | 3722960.823 | 0 | 3722960.823 | 541850.8294 | 0 | 8410460.823 | 4687500 | 8410460.823 | 5229350.8294 |  | 0 | 0.60075 | 0.33482 | 0.60075 | 0.37353 |  |  | 10967040 | 10967040 | 10967040 | 10967040 | 10967040
2022-01-05 | 0 | 6440 | 1692.1722 | 3894.9771 | 2910.714 |  | 0 | 1726262.4744 | 453592.1431 | 1044060.9838 | 780226.1394 | 0 | 2397586.77 | 629989.0876 | 1450084.6997 | 1083647.4158 | 0 | 7085086.77 | 5317489.0876 | 6137584.6997 | 5771147.4158 |  | 0 | 0.50608 | 0.37982 | 0.4384 | 0.41222 |  |  | 10967040 | 10967040 | 10967040 | 10967040 | 10967040
2022-01-06 | 1000 | 560 | 0 | 0 | 0 |  | 268053.1793 | 150109.7804 | 0 | 0 | 0 | 372296.0823 | 208485.8061 | 0 | 0 | 0 | 372296.0823 | 4895985.8061 | 4687500 | 4687500 | 4687500 |  | 0.026593 | 0.34971 | 0.33482 | 0.33482 | 0.33482 |  |  | 10967040 | 10967040 | 10967040 | 10967040 | 10967040
2022-01-07 | 4080 | 0 | 5285.0189 | 874.7865 | 6910.0843 |  | 1093656.9714 | 0 | 1416666.1052 | 234489.3024 | 1852270.0722 | 1518968.0158 | 0 | 1967591.8128 | 325679.5867 | 2572597.3225 | 1518968.0158 | 4687500 | 6655091.8128 | 5013179.5867 | 7260097.3225 |  | 0.1085 | 0.33482 | 0.47536 | 0.35808 | 0.51858 |  |  | 10967040 | 10967040 | 10967040 | 10967040 | 10967040
2022-01-08 | 4960 | 0 | 2186.6728 | 0 | 157.7512 |  | 1329543.7691 | 0 | 586144.5839 | 0 | 42285.7055 | 1846588.5682 | 0 | 814089.6999 | 0 | 58730.1465 | 1846588.5682 | 4687500 | 5501589.6999 | 4687500 | 4746230.1465 |  | 0.1319 | 0.33482 | 0.39297 | 0.33482 | 0.33902 |  |  | 10967040 | 10967040 | 10967040 | 10967040 | 10967040
2022-01-09 | 6800 | 160 | 4856.1105 | 0 | 3653.7852 |  | 1822761.6189 | 42888.5087 | 1301695.8648 | 0 | 979408.7379 | 2531613.3596 | 59567.3732 | 1807910.9233 | 0 | 1360289.9138 | 2531613.3596 | 4747067.3732 | 6495410.9233 | 4687500 | 6047789.9138 |  | 0.18083 | 0.33908 | 0.46396 | 0.33482 | 0.43198 |  |  | 10967040 | 10967040 | 10967040 | 10967040 | 10967040
2022-01-10 | 8920 | 0 | 7893.6704 | 0 | 9105.9559 |  | 2391034.359 | 0 | 2115923.4506 | 0 | 2440880.4281 | 3320881.0541 | 0 | 2938782.5703 | 0 | 3390111.7057 | 3320881.0541 | 4687500 | 7626282.5703 | 4687500 | 8077611.7057 |  | 0.23721 | 0.33482 | 0.54473 | 0.33482 | 0.57697 |  |  | 10967040 | 10967040 | 10967040 | 10967040 | 10967040
2022-01-11 | 2880 | 0 | 0 | 0 | 0 |  | 771993.1563 | 0 | 0 | 0 | 0 | 1072212.717 | 0 | 0 | 0 | 0 | 1072212.717 | 4687500 | 4687500 | 4687500 | 4687500 |  | 0.076587 | 0.33482 | 0.33482 | 0.33482 | 0.33482 |  |  | 10967040 | 10967040 | 10967040 | 10967040 | 10967040
2022-01-12 | 10000 | 0 | 9700.4824 | 0 | 6899.3137 |  | 2680531.7926 | 0 | 2600245.1558 | 0 | 1849382.9686 | 3722960.823 | 0 | 3611451.6053 | 0 | 2568587.4564 | 3722960.823 | 4687500 | 8298951.6053 | 4687500 | 7256087.4564 |  | 0.26593 | 0.33482 | 0.59278 | 0.33482 | 0.51829 |  |  | 10967040 | 10967040 | 10967040 | 10967040 | 10967040
2022-01-13 | 1920 | 0 | 0 | 1342.1619 | 123.7018 |  | 514662.1042 | 0 | 0 | 359770.7639 | 33158.6491 | 714808.478 | 0 | 0 | 499681.6165 | 46053.6793 | 714808.478 | 4687500 | 4687500 | 5187181.6165 | 4733553.6793 |  | 0.051058 | 0.33482 | 0.33482 | 0.37051 | 0.33811 |  |  | 10967040 | 10967040 | 10967040 | 10967040 | 10967040
2022-01-14 | 1160 | 80 | 1919.3323 | 0 | 246.233 |  | 310941.6879 | 21444.2543 | 514483.1282 | 0 | 66003.5351 | 431863.4555 | 29783.6866 | 714559.9002 | 0 | 91671.5765 | 431863.4555 | 4717283.6866 | 5402059.9002 | 4687500 | 4779171.5765 |  | 0.030847 | 0.33695 | 0.38586 | 0.33482 | 0.34137 |  |  | 10967040 | 10967040 | 10967040 | 10967040 | 10967040
2022-01-15 | 320 | 7080 | 0 | 4860.9134 | 0 |  | 85777.0174 | 1897816.5091 | 0 | 1302983.285 | 0 | 119134.7463 | 2635856.2627 | 0 | 1809699.007 | 0 | 119134.7463 | 7323356.2627 | 4687500 | 6497199.007 | 4687500 |  | 0.0085096 | 0.5231 | 0.33482 | 0.46409 | 0.33482 |  |  | 10967040 | 10967040 | 10967040 | 10967040 | 10967040
2022-01-16 | 160 | 1200 | 0 | 1466.5509 | 0 |  | 42888.5087 | 321663.8151 | 0 | 393113.6412 | 0 | 59567.3732 | 446755.2988 | 0 | 545991.1683 | 0 | 59567.3732 | 5134255.2988 | 4687500 | 5233491.1683 | 4687500 |  | 0.0042548 | 0.36673 | 0.33482 | 0.37382 | 0.33482 |  |  | 10967040 | 10967040 | 10967040 | 10967040 | 10967040
2022-01-17 | 0 | 4080 | 0 | 3420.5984 | 344.7482 |  | 0 | 1093656.9714 | 0 | 916902.2803 | 92410.8621 | 0 | 1518968.0158 | 0 | 1273475.3893 | 128348.4196 | 0 | 6206468.0158 | 4687500 | 5960975.3893 | 4815848.4196 |  | 0 | 0.44332 | 0.33482 | 0.42578 | 0.34399 |  |  | 10967040 | 10967040 | 10967040 | 10967040 | 10967040
2022-01-18 | 520 | 3320 | 0 | 248.4352 | 1509.3231 |  | 139387.6532 | 889936.5551 | 0 | 66593.8482 | 404578.8426 | 193593.9628 | 1236022.9932 | 0 | 92491.4559 | 561915.0592 | 193593.9628 | 5923522.9932 | 4687500 | 4779991.4559 | 5249415.0592 |  | 0.013828 | 0.42311 | 0.33482 | 0.34143 | 0.37496 |  |  | 10967040 | 10967040 | 10967040 | 10967040 | 10967040
2022-01-19 | 200 | 520 | 1599.1155 | 96.7257 | 0 |  | 53610.6359 | 139387.6532 | 428648.0057 | 25927.6361 | 0 | 74459.2165 | 193593.9628 | 595344.4524 | 36010.6057 | 0 | 74459.2165 | 4881093.9628 | 5282844.4524 | 4723510.6057 | 4687500 |  | 0.0053185 | 0.34865 | 0.37735 | 0.33739 | 0.33482 |  |  | 10967040 | 10967040 | 10967040 | 10967040 | 10967040
2022-01-20 | 120 | 80 | 0 | 0 | 0 |  | 32166.3815 | 21444.2543 | 0 | 0 | 0 | 44675.5299 | 29783.6866 | 0 | 0 | 0 | 44675.5299 | 4717283.6866 | 4687500 | 4687500 | 4687500 |  | 0.0031911 | 0.33695 | 0.33482 | 0.33482 | 0.33482 |  |  | 10967040 | 10967040 | 10967040 | 10967040 | 10967040
2022-01-21 | 160 | 3680 | 0 | 4109.4603 | 897.8636 |  | 42888.5087 | 986435.6997 | 0 | 1101553.8936 | 240675.204 | 59567.3732 | 1370049.5829 | 0 | 1529935.9633 | 334271.1167 | 59567.3732 | 6057549.5829 | 4687500 | 6217435.9633 | 5021771.1167 |  | 0.0042548 | 0.43268 | 0.33482 | 0.4441 | 0.3587 |  |  | 10967040 | 10967040 | 10967040 | 10967040 | 10967040
2022-01-22 | 120 | 2800 | 0 | 4494.8278 | 0 |  | 32166.3815 | 750548.9019 | 0 | 1204852.8771 | 0 | 44675.5299 | 1042429.0304 | 0 | 1673406.7737 | 0 | 44675.5299 | 5729929.0304 | 4687500 | 6360906.7737 | 4687500 |  | 0.0031911 | 0.40928 | 0.33482 | 0.45435 | 0.33482 |  |  | 10967040 | 10967040 | 10967040 | 10967040 | 10967040
2022-01-23 | 0 | 10000 | 0 | 10000 | 1727.5238 |  | 0 | 2680531.7926 | 0 | 2680531.7926 | 463068.2543 | 0 | 3722960.823 | 0 | 3722960.823 | 643150.3532 | 0 | 8410460.823 | 4687500 | 8410460.823 | 5330650.3532 |  | 0 | 0.60075 | 0.33482 | 0.60075 | 0.38076 |  |  | 10967040 | 10967040 | 10967040 | 10967040 | 10967040
2022-01-24 | 0 | 8000 | 926.565 | 9705.7794 | 0 |  | 0 | 2144425.434 | 248368.684 | 2601665.0266 | 0 | 0 | 2978368.6584 | 344956.5056 | 3613423.6481 | 0 | 0 | 7665868.6584 | 5032456.5056 | 8300923.6481 | 4687500 |  | 0 | 0.54756 | 0.35946 | 0.59292 | 0.33482 |  |  | 10967040 | 10967040 | 10967040 | 10967040 | 10967040
2022-01-25 | 0 | 360 | 1631.8293 | 0 | 1394.8776 |  | 0 | 96499.1445 | 437417.0408 | 0 | 373901.3765 | 0 | 134026.5896 | 607523.6678 | 0 | 519307.4674 | 0 | 4821526.5896 | 5295023.6678 | 4687500 | 5206807.4674 |  | 0 | 0.34439 | 0.37822 | 0.33482 | 0.37191 |  |  | 10967040 | 10967040 | 10967040 | 10967040 | 10967040
2022-01-26 | 0 | 560 | 0 | 0 | 298.8037 |  | 0 | 150109.7804 | 0 | 0 | 80095.2759 | 0 | 208485.8061 | 0 | 0 | 111243.4388 | 0 | 4895985.8061 | 4687500 | 4687500 | 4798743.4388 |  | 0 | 0.34971 | 0.33482 | 0.33482 | 0.34277 |  |  | 10967040 | 10967040 | 10967040 | 10967040 | 10967040
2022-01-27 | 3520 | 560 | 3872.3245 | 0 | 5079.7464 |  | 943547.191 | 150109.7804 | 1037988.8882 | 0 | 1361642.1678 | 1310482.2097 | 208485.8061 | 1441651.2336 | 0 | 1891169.6776 | 1310482.2097 | 4895985.8061 | 6129151.2336 | 4687500 | 6578669.6776 |  | 0.093606 | 0.34971 | 0.4378 | 0.33482 | 0.4699 |  |  | 10967040 | 10967040 | 10967040 | 10967040 | 10967040
2022-01-28 | 0 | 0 | 864.4356 | 1054.157 | 1829.6896 |  | 0 | 0 | 231714.7146 | 282570.1385 | 490454.1011 | 0 | 0 | 321825.9925 | 392458.5257 | 681186.2516 | 0 | 4687500 | 5009325.9925 | 5079958.5257 | 5368686.2516 |  | 0 | 0.33482 | 0.35781 | 0.36285 | 0.38348 |  |  | 10967040 | 10967040 | 10967040 | 10967040 | 10967040
2022-01-29 | 0 | 0 | 0 | 0 | 0 |  | 0 | 0 | 0 | 0 | 0 | 0 | 0 | 0 | 0 | 0 | 0 | 4687500 | 4687500 | 4687500 | 4687500 |  | 0 | 0.33482 | 0.33482 | 0.33482 | 0.33482 |  |  | 10967040 | 10967040 | 10967040 | 10967040 | 10967040
2022-01-30 | 0 | 120 | 0 | 0 | 681.7588 |  | 0 | 32166.3815 | 0 | 0 | 182747.6082 | 0 | 44675.5299 | 0 | 0 | 253816.1225 | 0 | 4732175.5299 | 4687500 | 4687500 | 4941316.1225 |  | 0 | 0.33801 | 0.33482 | 0.33482 | 0.35295 |  |  | 10967040 | 10967040 | 10967040 | 10967040 | 10967040
2022-01-31 | 520 | 1160 | 0 | 0 | 0 |  | 139387.6532 | 310941.6879 | 0 | 0 | 0 | 193593.9628 | 431863.4555 | 0 | 0 | 0 | 193593.9628 | 5119363.4555 | 4687500 | 4687500 | 4687500 |  | 0.013828 | 0.36567 | 0.33482 | 0.33482 | 0.33482 |  |  | 10967040 | 10967040 | 10967040 | 10967040 | 10967040
2022-02-01 | 520 | 1600 | 0 | 0 | 0 |  | 139387.6532 | 428885.0868 | 0 | 0 | 0 | 193593.9628 | 595673.7317 | 0 | 0 | 0 | 4881093.9628 | 5283173.7317 | 4687500 | 4687500 | 4687500 |  | 0.34865 | 0.37737 | 0.33482 | 0.33482 | 0.33482 |  |  | 13708800 | 13708800 | 13708800 | 13708800 | 13708800
2022-02-02 | 0 | 5400 | 209.8845 | 3792.8731 | 794.0038 |  | 0 | 1447487.168 | 56260.2176 | 1016691.6884 | 212835.2378 | 0 | 2010398.8444 | 78139.1911 | 1412071.7895 | 295604.497 | 4687500 | 6697898.8444 | 4765639.1911 | 6099571.7895 | 4983104.497 |  | 0.33482 | 0.47842 | 0.3404 | 0.43568 | 0.35594 |  |  | 13708800 | 13708800 | 13708800 | 13708800 | 13708800
2022-02-03 | 0 | 120 | 1229.0331 | 0 | 0 |  | 0 | 32166.3815 | 329446.2322 | 0 | 0 | 0 | 44675.5299 | 457564.2114 | 0 | 0 | 4687500 | 4732175.5299 | 5145064.2114 | 4687500 | 4687500 |  | 0.33482 | 0.33801 | 0.3675 | 0.33482 | 0.33482 |  |  | 13708800 | 13708800 | 13708800 | 13708800 | 13708800
2022-02-04 | 0 | 7200 | 1519.1161 | 5065.4181 | 2822.3081 |  | 0 | 1929982.8906 | 407203.9031 | 1357801.4347 | 756528.6549 | 0 | 2680531.7926 | 565560.9765 | 1885835.3259 | 1050734.2429 | 4687500 | 7368031.7926 | 5253060.9765 | 6573335.3259 | 5738234.2429 |  | 0.33482 | 0.52629 | 0.37522 | 0.46952 | 0.40987 |  |  | 13708800 | 13708800 | 13708800 | 13708800 | 13708800
2022-02-05 | 0 | 5440 | 0 | 2452.8514 | 0 |  | 0 | 1458209.2951 | 0 | 657494.6259 | 0 | 0 | 2025290.6877 | 0 | 913186.9804 | 0 | 4687500 | 6712790.6877 | 4687500 | 5600686.9804 | 4687500 |  | 0.33482 | 0.47949 | 0.33482 | 0.40005 | 0.33482 |  |  | 13708800 | 13708800 | 13708800 | 13708800 | 13708800
2022-02-06 | 0 | 5640 | 0 | 4400.4827 | 1295.9139 |  | 0 | 1511819.931 | 0 | 1179563.3657 | 347373.8357 | 0 | 2099749.9042 | 0 | 1638282.4523 | 482463.6607 | 4687500 | 6787249.9042 | 4687500 | 6325782.4523 | 5169963.6607 |  | 0.33482 | 0.4848 | 0.33482 | 0.45184 | 0.36928 |  |  | 13708800 | 13708800 | 13708800 | 13708800 | 13708800
2022-02-07 | 0 | 7840 | 1677.365 | 7161.9954 | 0 |  | 0 | 2101536.9254 | 449623.0176 | 1919795.631 | 0 | 0 | 2918801.2852 | 624476.4134 | 2666382.8209 | 0 | 4687500 | 7606301.2852 | 5311976.4134 | 7353882.8209 | 4687500 |  | 0.33482 | 0.54331 | 0.37943 | 0.52528 | 0.33482 |  |  | 13708800 | 13708800 | 13708800 | 13708800 | 13708800
2022-02-08 | 0 | 1320 | 0 | 0 | 1587.5373 |  | 0 | 353830.1966 | 0 | 0 | 425544.4302 | 0 | 491430.8286 | 0 | 0 | 591033.9309 | 4687500 | 5178930.8286 | 4687500 | 4687500 | 5278533.9309 |  | 0.33482 | 0.36992 | 0.33482 | 0.33482 | 0.37704 |  |  | 13708800 | 13708800 | 13708800 | 13708800 | 13708800
2022-02-09 | 2440 | 640 | 152.715 | 0 | 816.8473 |  | 654049.7574 | 171554.0347 | 40935.7316 | 0 | 218958.5057 | 908402.4408 | 238269.4927 | 56855.1828 | 0 | 304109.0357 | 5595902.4408 | 4925769.4927 | 4744355.1828 | 4687500 | 4991609.0357 |  | 0.39971 | 0.35184 | 0.33888 | 0.33482 | 0.35654 |  |  | 13708800 | 13708800 | 13708800 | 13708800 | 13708800
2022-02-10 | 2680 | 40 | 1668.3957 | 0 | 986.8241 |  | 718382.5204 | 10722.1272 | 447218.768 | 0 | 264521.3398 | 997753.5006 | 14891.8433 | 621137.1777 | 0 | 367390.7497 | 5685253.5006 | 4702391.8433 | 5308637.1777 | 4687500 | 5054890.7497 |  | 0.40609 | 0.33589 | 0.37919 | 0.33482 | 0.36106 |  |  | 13708800 | 13708800 | 13708800 | 13708800 | 13708800
2022-02-11 | 9320 | 3920 | 10000 | 4096.7616 | 7325.3565 |  | 2498255.6307 | 1050768.4627 | 2680531.7926 | 1098149.9608 | 1963585.1043 | 3469799.487 | 1459400.6426 | 3722960.823 | 1525208.2789 | 2727201.5337 | 8157299.487 | 6146900.6426 | 8410460.823 | 6212708.2789 | 7414701.5337 |  | 0.58266 | 0.43906 | 0.60075 | 0.44376 | 0.52962 |  |  | 13708800 | 13708800 | 13708800 | 13708800 | 13708800
2022-02-12 | 3360 | 6080 | 3860.1244 | 6690.5468 | 3340.6918 |  | 900658.6823 | 1629763.3299 | 1034718.6279 | 1793422.3283 | 895483.0514 | 1250914.8365 | 2263560.1804 | 1437109.2054 | 2490864.3449 | 1243726.4602 | 5938414.8365 | 6951060.1804 | 6124609.2054 | 7178364.3449 | 5931226.4602 |  | 0.42417 | 0.4965 | 0.43747 | 0.51274 | 0.42366 |  |  | 13708800 | 13708800 | 13708800 | 13708800 | 13708800
2022-02-13 | 3120 | 3800 | 1587.8037 | 5490.794 | 217.8597 |  | 836325.9193 | 1018602.0812 | 425615.8346 | 1471824.7956 | 58397.9738 | 1161563.7768 | 1414725.1127 | 591133.1036 | 2044201.105 | 81108.297 | 5849063.7768 | 6102225.1127 | 5278633.1036 | 6731701.105 | 4768608.297 |  | 0.41779 | 0.43587 | 0.37705 | 0.48084 | 0.34061 |  |  | 13708800 | 13708800 | 13708800 | 13708800 | 13708800
2022-02-14 | 600 | 40 | 1878.7353 | 0 | 1784.1364 |  | 160831.9076 | 10722.1272 | 503600.9831 | 0 | 478243.4379 | 223377.6494 | 14891.8433 | 699445.8098 | 0 | 664226.997 | 4910877.6494 | 4702391.8433 | 5386945.8098 | 4687500 | 5351726.997 |  | 0.35078 | 0.33589 | 0.38478 | 0.33482 | 0.38227 |  |  | 13708800 | 13708800 | 13708800 | 13708800 | 13708800
2022-02-15 | 2320 | 0 | 2639.6239 | 0 | 1961.1783 |  | 621883.3759 | 0 | 707559.5755 | 0 | 525700.0722 | 863726.9109 | 0 | 982721.6326 | 0 | 730138.9891 | 5551226.9109 | 4687500 | 5670221.6326 | 4687500 | 5417638.9891 |  | 0.39652 | 0.33482 | 0.40502 | 0.33482 | 0.38697 |  |  | 13708800 | 13708800 | 13708800 | 13708800 | 13708800
2022-02-16 | 3800 | 0 | 4228.2192 | 0 | 1697.5488 |  | 1018602.0812 | 0 | 1133387.6031 | 0 | 455033.3544 | 1414725.1127 | 0 | 1574149.4487 | 0 | 631990.77 | 6102225.1127 | 4687500 | 6261649.4487 | 4687500 | 5319490.77 |  | 0.43587 | 0.33482 | 0.44726 | 0.33482 | 0.37996 |  |  | 13708800 | 13708800 | 13708800 | 13708800 | 13708800
2022-02-17 | 1840 | 0 | 1094.6893 | 0 | 2131.6048 |  | 493217.8498 | 0 | 293434.9391 | 0 | 571383.435 | 685024.7914 | 0 | 407548.5266 | 0 | 793588.1042 | 5372524.7914 | 4687500 | 5095048.5266 | 4687500 | 5481088.1042 |  | 0.38375 | 0.33482 | 0.36393 | 0.33482 | 0.39151 |  |  | 13708800 | 13708800 | 13708800 | 13708800 | 13708800
2022-02-18 | 2520 | 800 | 30.3835 | 721.3919 | 733.4316 |  | 675494.0117 | 214442.5434 | 8144.3867 | 193371.3929 | 196598.6747 | 938186.1274 | 297836.8658 | 11311.6482 | 268571.379 | 273053.7148 | 5625686.1274 | 4985336.8658 | 4698811.6482 | 4956071.379 | 4960553.7148 |  | 0.40183 | 0.3561 | 0.33563 | 0.35401 | 0.35433 |  |  | 13708800 | 13708800 | 13708800 | 13708800 | 13708800
2022-02-19 | 4360 | 2200 | 5496.9625 | 1611.3804 | 6428.2581 |  | 1168711.8616 | 589716.9944 | 1473478.2663 | 431935.6386 | 1723115.012 | 1623210.9188 | 819051.3811 | 2046497.5921 | 599910.6092 | 2393215.2945 | 6310710.9188 | 5506551.3811 | 6733997.5921 | 5287410.6092 | 7080715.2945 |  | 0.45077 | 0.39333 | 0.481 | 0.37767 | 0.50577 |  |  | 13708800 | 13708800 | 13708800 | 13708800 | 13708800
2022-02-20 | 480 | 80 | 1483.0903 | 0 | 1741.9284 |  | 128665.526 | 21444.2543 | 397547.0677 | 0 | 466929.4534 | 178702.1195 | 29783.6866 | 552148.7051 | 0 | 648513.1297 | 4866202.1195 | 4717283.6866 | 5239648.7051 | 4687500 | 5336013.1297 |  | 0.34759 | 0.33695 | 0.37426 | 0.33482 | 0.38114 |  |  | 13708800 | 13708800 | 13708800 | 13708800 | 13708800
2022-02-21 | 160 | 0 | 0 | 97.257 | 0 |  | 42888.5087 | 0 | 0 | 26070.0415 | 0 | 59567.3732 | 0 | 0 | 36208.3909 | 0 | 4747067.3732 | 4687500 | 4687500 | 4723708.3909 | 4687500 |  | 0.33908 | 0.33482 | 0.33482 | 0.33741 | 0.33482 |  |  | 13708800 | 13708800 | 13708800 | 13708800 | 13708800
2022-02-22 | 960 | 0 | 0 | 624.047 | 1724.7429 |  | 257331.0521 | 0 | 0 | 167277.7894 | 462322.8251 | 357404.239 | 0 | 0 | 232330.2631 | 642115.0349 | 5044904.239 | 4687500 | 4687500 | 4919830.2631 | 5329615.0349 |  | 0.36035 | 0.33482 | 0.33482 | 0.35142 | 0.38069 |  |  | 13708800 | 13708800 | 13708800 | 13708800 | 13708800
2022-02-23 | 2920 | 0 | 3776.683 | 1687.1851 | 3490.1234 |  | 782715.2834 | 0 | 1012351.8841 | 452255.342 | 935538.662 | 1087104.5603 | 0 | 1406044.2835 | 628132.4194 | 1299359.2528 | 5774604.5603 | 4687500 | 6093544.2835 | 5315632.4194 | 5986859.2528 |  | 0.41247 | 0.33482 | 0.43525 | 0.37969 | 0.42763 |  |  | 13708800 | 13708800 | 13708800 | 13708800 | 13708800
2022-02-24 | 1360 | 40 | 1910.0813 | 1392.7729 | 2177.624 |  | 364552.3238 | 10722.1272 | 512003.3781 | 373337.1964 | 583719.0323 | 506322.6719 | 14891.8433 | 711115.8029 | 518523.8839 | 810720.8782 | 5193822.6719 | 4702391.8433 | 5398615.8029 | 5206023.8839 | 5498220.8782 |  | 0.37099 | 0.33589 | 0.38562 | 0.37186 | 0.39273 |  |  | 13708800 | 13708800 | 13708800 | 13708800 | 13708800
2022-02-25 | 0 | 920 | 0 | 409.6626 | 0 |  | 0 | 246608.9249 | 0 | 109811.3732 | 0 | 0 | 342512.3957 | 0 | 152515.7961 | 0 | 4687500 | 5030012.3957 | 4687500 | 4840015.7961 | 4687500 |  | 0.33482 | 0.35929 | 0.33482 | 0.34572 | 0.33482 |  |  | 13708800 | 13708800 | 13708800 | 13708800 | 13708800
2022-02-26 | 160 | 1760 | 96.8684 | 988.0603 | 0 |  | 42888.5087 | 471773.5955 | 25965.8929 | 264852.7002 | 0 | 59567.3732 | 655241.1048 | 36063.7401 | 367850.9725 | 0 | 4747067.3732 | 5342741.1048 | 4723563.7401 | 5055350.9725 | 4687500 |  | 0.33908 | 0.38162 | 0.3374 | 0.3611 | 0.33482 |  |  | 13708800 | 13708800 | 13708800 | 13708800 | 13708800
2022-02-27 | 0 | 80 | 0 | 0 | 0 |  | 0 | 21444.2543 | 0 | 0 | 0 | 0 | 29783.6866 | 0 | 0 | 0 | 4687500 | 4717283.6866 | 4687500 | 4687500 | 4687500 |  | 0.33482 | 0.33695 | 0.33482 | 0.33482 | 0.33482 |  |  | 13708800 | 13708800 | 13708800 | 13708800 | 13708800
2022-02-28 | 80 | 0 | 1333.9171 | 1573.799 | 0 |  | 21444.2543 | 0 | 357560.7196 | 421861.8251 | 0 | 29783.6866 | 0 | 496612.1105 | 585919.2015 | 0 | 4717283.6866 | 4687500 | 5184112.1105 | 5273419.2015 | 4687500 |  | 0.33695 | 0.33482 | 0.37029 | 0.37667 | 0.33482 |  |  | 13708800 | 13708800 | 13708800 | 13708800 | 13708800
2022-03-01 | 400 | 240 | 315.2127 | 856.4856 | 0 |  | 107221.2717 | 64332.763 | 84493.7561 | 229583.6978 | 0 | 148918.4329 | 89351.0598 | 117352.439 | 318866.2469 | 0 | 4836418.4329 | 4776851.0598 | 4804852.439 | 5006366.2469 | 4687500 |  | 0.34546 | 0.3412 | 0.3432 | 0.3576 | 0.33482 |  |  | 16450560 | 16450560 | 16450560 | 16450560 | 16450560
2022-03-02 | 3800 | 0 | 698.6493 | 1538.703 | 0 |  | 1018602.0812 | 0 | 187275.162 | 412454.2438 | 0 | 1414725.1127 | 0 | 260104.3916 | 572853.1164 | 0 | 6102225.1127 | 4687500 | 4947604.3916 | 5260353.1164 | 4687500 |  | 0.43587 | 0.33482 | 0.3534 | 0.37574 | 0.33482 |  |  | 16450560 | 16450560 | 16450560 | 16450560 | 16450560
2022-03-03 | 200 | 0 | 1942.8042 | 0 | 760.5587 |  | 53610.6359 | 0 | 520774.8295 | 0 | 203870.1682 | 74459.2165 | 0 | 723298.3742 | 0 | 283153.0114 | 4761959.2165 | 4687500 | 5410798.3742 | 4687500 | 4970653.0114 |  | 0.34014 | 0.33482 | 0.38649 | 0.33482 | 0.35505 |  |  | 16450560 | 16450560 | 16450560 | 16450560 | 16450560
2022-03-04 | 480 | 80 | 918.2525 | 1396.9149 | 1212.7152 |  | 128665.526 | 21444.2543 | 246140.5119 | 374447.4899 | 325072.1704 | 178702.1195 | 29783.6866 | 341861.8221 | 520065.9582 | 451489.1256 | 4866202.1195 | 4717283.6866 | 5029361.8221 | 5207565.9582 | 5138989.1256 |  | 0.34759 | 0.33695 | 0.35924 | 0.37197 | 0.36707 |  |  | 16450560 | 16450560 | 16450560 | 16450560 | 16450560
2022-03-05 | 4760 | 360 | 1994.9555 | 0 | 2200.3885 |  | 1275933.1333 | 96499.1445 | 534754.161 | 0 | 589821.1451 | 1772129.3517 | 134026.5896 | 742714.1125 | 0 | 819196.0348 | 6459629.3517 | 4821526.5896 | 5430214.1125 | 4687500 | 5506696.0348 |  | 0.4614 | 0.34439 | 0.38787 | 0.33482 | 0.39334 |  |  | 16450560 | 16450560 | 16450560 | 16450560 | 16450560
2022-03-06 | 1720 | 160 | 1893.8001 | 0 | 0 |  | 461051.4683 | 42888.5087 | 507639.1443 | 0 | 0 | 640349.2616 | 59567.3732 | 705054.3671 | 0 | 0 | 5327849.2616 | 4747067.3732 | 5392554.3671 | 4687500 | 4687500 |  | 0.38056 | 0.33908 | 0.38518 | 0.33482 | 0.33482 |  |  | 16450560 | 16450560 | 16450560 | 16450560 | 16450560
2022-03-07 | 6800 | 0 | 5678.8189 | 0 | 5961.682 |  | 1822761.6189 | 0 | 1522225.4708 | 0 | 1598047.8066 | 2531613.3596 | 0 | 2114202.0428 | 0 | 2219510.8425 | 7219113.3596 | 4687500 | 6801702.0428 | 4687500 | 6907010.8425 |  | 0.51565 | 0.33482 | 0.48584 | 0.33482 | 0.49336 |  |  | 16450560 | 16450560 | 16450560 | 16450560 | 16450560
2022-03-08 | 10000 | 80 | 9579.7865 | 0 | 9041.5919 |  | 2680531.7926 | 21444.2543 | 2567892.2171 | 0 | 2423627.4559 | 3722960.823 | 29783.6866 | 3566516.9682 | 0 | 3366149.2442 | 8410460.823 | 4717283.6866 | 8254016.9682 | 4687500 | 8053649.2442 |  | 0.60075 | 0.33695 | 0.58957 | 0.33482 | 0.57526 |  |  | 16450560 | 16450560 | 16450560 | 16450560 | 16450560
2022-03-09 | 2120 | 80 | 1264.0511 | 1704.2606 | 904.8966 |  | 568272.74 | 21444.2543 | 338832.9098 | 456832.4669 | 242560.3982 | 789267.6945 | 29783.6866 | 470601.2636 | 634489.5373 | 336889.4419 | 5476767.6945 | 4717283.6866 | 5158101.2636 | 5321989.5373 | 5024389.4419 |  | 0.3912 | 0.33695 | 0.36844 | 0.38014 | 0.35888 |  |  | 16450560 | 16450560 | 16450560 | 16450560 | 16450560
2022-03-10 | 480 | 560 | 1894.2642 | 0 | 2062.2243 |  | 128665.526 | 150109.7804 | 507763.5395 | 0 | 552785.7805 | 178702.1195 | 208485.8061 | 705227.1382 | 0 | 767758.0285 | 4866202.1195 | 4895985.8061 | 5392727.1382 | 4687500 | 5455258.0285 |  | 0.34759 | 0.34971 | 0.38519 | 0.33482 | 0.38966 |  |  | 16450560 | 16450560 | 16450560 | 16450560 | 16450560
2022-03-11 | 0 | 2720 | 0 | 2167.578 | 0 |  | 0 | 729104.6476 | 0 | 581026.1727 | 0 | 0 | 1012645.3439 | 0 | 806980.7955 | 0 | 4687500 | 5700145.3439 | 4687500 | 5494480.7955 | 4687500 |  | 0.33482 | 0.40715 | 0.33482 | 0.39246 | 0.33482 |  |  | 16450560 | 16450560 | 16450560 | 16450560 | 16450560
2022-03-12 | 560 | 1720 | 0 | 0 | 114.5599 |  | 150109.7804 | 461051.4683 | 0 | 0 | 30708.1358 | 208485.8061 | 640349.2616 | 0 | 0 | 42650.1886 | 4895985.8061 | 5327849.2616 | 4687500 | 4687500 | 4730150.1886 |  | 0.34971 | 0.38056 | 0.33482 | 0.33482 | 0.33787 |  |  | 16450560 | 16450560 | 16450560 | 16450560 | 16450560
2022-03-13 | 4040 | 3480 | 4088.6348 | 1367.5848 | 1010.4369 |  | 1082934.8442 | 932825.0638 | 1095971.5609 | 366585.4575 | 270850.8142 | 1504076.1725 | 1295590.3664 | 1522182.7234 | 509146.4687 | 376181.6865 | 6191576.1725 | 5983090.3664 | 6209682.7234 | 5196646.4687 | 5063681.6865 |  | 0.44226 | 0.42736 | 0.44355 | 0.37119 | 0.36169 |  |  | 16450560 | 16450560 | 16450560 | 16450560 | 16450560
2022-03-14 | 2760 | 120 | 2400.8356 | 1300.0868 | 2590.4974 |  | 739826.7747 | 32166.3815 | 643551.6222 | 348492.3871 | 694391.0607 | 1027537.1871 | 44675.5299 | 893821.6975 | 484017.2043 | 964432.0288 | 5715037.1871 | 4732175.5299 | 5581321.6975 | 5171517.2043 | 5651932.0288 |  | 0.40822 | 0.33801 | 0.39867 | 0.36939 | 0.40371 |  |  | 16450560 | 16450560 | 16450560 | 16450560 | 16450560
2022-03-15 | 4560 | 0 | 5390.9864 | 0 | 6480.2569 |  | 1222322.4974 | 0 | 1445071.045 | 0 | 1737053.4563 | 1697670.1353 | 0 | 2007043.118 | 0 | 2412574.2448 | 6385170.1353 | 4687500 | 6694543.118 | 4687500 | 7100074.2448 |  | 0.45608 | 0.33482 | 0.47818 | 0.33482 | 0.50715 |  |  | 16450560 | 16450560 | 16450560 | 16450560 | 16450560
2022-03-16 | 1080 | 0 | 333.3725 | 311.5531 | 0 |  | 289497.4336 | 0 | 89361.5517 | 83512.7944 | 0 | 402079.7689 | 0 | 124113.2663 | 115989.9922 | 0 | 5089579.7689 | 4687500 | 4811613.2663 | 4803489.9922 | 4687500 |  | 0.36354 | 0.33482 | 0.34369 | 0.34311 | 0.33482 |  |  | 16450560 | 16450560 | 16450560 | 16450560 | 16450560
2022-03-17 | 80 | 0 | 960.2147 | 0 | 2606.9927 |  | 21444.2543 | 0 | 257388.5946 | 0 | 698812.692 | 29783.6866 | 0 | 357484.1592 | 0 | 970573.1833 | 4717283.6866 | 4687500 | 5044984.1592 | 4687500 | 5658073.1833 |  | 0.33695 | 0.33482 | 0.36036 | 0.33482 | 0.40415 |  |  | 16450560 | 16450560 | 16450560 | 16450560 | 16450560
2022-03-18 | 6200 | 6200 | 3023.2156 | 6777.6126 | 1136.7468 |  | 1661929.7114 | 1661929.7114 | 810382.5603 | 1816760.6176 | 304708.6022 | 2308235.7103 | 2308235.7103 | 1125531.3337 | 2523278.6356 | 423206.3919 | 6995735.7103 | 6995735.7103 | 5813031.3337 | 7210778.6356 | 5110706.3919 |  | 0.4997 | 0.4997 | 0.41522 | 0.51506 | 0.36505 |  |  | 16450560 | 16450560 | 16450560 | 16450560 | 16450560
2022-03-19 | 320 | 7080 | 1647.8114 | 7974.3088 | 3375.7493 |  | 85777.0174 | 1897816.5091 | 441701.0964 | 2137538.8272 | 904880.3297 | 119134.7463 | 2635856.2627 | 613473.745 | 2968803.9266 | 1256778.2357 | 4806634.7463 | 7323356.2627 | 5300973.745 | 7656303.9266 | 5944278.2357 |  | 0.34333 | 0.5231 | 0.37864 | 0.54688 | 0.42459 |  |  | 16450560 | 16450560 | 16450560 | 16450560 | 16450560
2022-03-20 | 320 | 5720 | 1612.3568 | 7365.2592 | 0 |  | 85777.0174 | 1533264.1853 | 432197.3705 | 1974281.1446 | 0 | 119134.7463 | 2129533.5907 | 600274.1257 | 2742057.1453 | 0 | 4806634.7463 | 6817033.5907 | 5287774.1257 | 7429557.1453 | 4687500 |  | 0.34333 | 0.48693 | 0.3777 | 0.53068 | 0.33482 |  |  | 16450560 | 16450560 | 16450560 | 16450560 | 16450560
2022-03-21 | 1520 | 0 | 1462.2369 | 0 | 0 |  | 407440.8325 | 0 | 391957.2586 | 0 | 0 | 565890.0451 | 0 | 544385.0813 | 0 | 0 | 5253390.0451 | 4687500 | 5231885.0813 | 4687500 | 4687500 |  | 0.37524 | 0.33482 | 0.37371 | 0.33482 | 0.33482 |  |  | 16450560 | 16450560 | 16450560 | 16450560 | 16450560
2022-03-22 | 520 | 1400 | 0 | 359.6734 | 0 |  | 139387.6532 | 375274.451 | 0 | 96411.596 | 0 | 193593.9628 | 521214.5152 | 0 | 133904.9944 | 0 | 4881093.9628 | 5208714.5152 | 4687500 | 4821404.9944 | 4687500 |  | 0.34865 | 0.37205 | 0.33482 | 0.34439 | 0.33482 |  |  | 16450560 | 16450560 | 16450560 | 16450560 | 16450560
2022-03-23 | 0 | 1920 | 1175.0018 | 482.0615 | 326.4707 |  | 0 | 514662.1042 | 314962.9715 | 129218.1291 | 87511.5014 | 0 | 714808.478 | 437448.5715 | 179469.6238 | 121543.752 | 4687500 | 5402308.478 | 5124948.5715 | 4866969.6238 | 4809043.752 |  | 0.33482 | 0.38588 | 0.36607 | 0.34764 | 0.3435 |  |  | 16450560 | 16450560 | 16450560 | 16450560 | 16450560
2022-03-24 | 800 | 3640 | 411.3326 | 4532.2357 | 1447.1055 |  | 214442.5434 | 975713.5725 | 110259.0223 | 1214880.1934 | 387901.2412 | 297836.8658 | 1355157.7396 | 153137.531 | 1687333.602 | 538751.7239 | 4985336.8658 | 6042657.7396 | 4840637.531 | 6374833.602 | 5226251.7239 |  | 0.3561 | 0.43162 | 0.34576 | 0.45535 | 0.3733 |  |  | 16450560 | 16450560 | 16450560 | 16450560 | 16450560
2022-03-25 | 6200 | 10000 | 3069.7438 | 10000 | 4117.971 |  | 1661929.7114 | 2680531.7926 | 822854.5747 | 2680531.7926 | 1103835.2181 | 2308235.7103 | 3722960.823 | 1142853.576 | 3722960.823 | 1533104.4695 | 6995735.7103 | 8410460.823 | 5830353.576 | 8410460.823 | 6220604.4695 |  | 0.4997 | 0.60075 | 0.41645 | 0.60075 | 0.44433 |  |  | 16450560 | 16450560 | 16450560 | 16450560 | 16450560
2022-03-26 | 40 | 6640 | 0 | 7680.9471 | 1721.3767 |  | 10722.1272 | 1779873.1103 | 0 | 2058902.2987 | 461420.487 | 14891.8433 | 2472045.9865 | 0 | 2859586.526 | 640861.7875 | 4702391.8433 | 7159545.9865 | 4687500 | 7547086.526 | 5328361.7875 |  | 0.33589 | 0.5114 | 0.33482 | 0.53908 | 0.3806 |  |  | 16450560 | 16450560 | 16450560 | 16450560 | 16450560
2022-03-27 | 880 | 5240 | 25.0975 | 4239.475 | 267.1771 |  | 235886.7977 | 1404598.6593 | 6727.4587 | 1136404.7615 | 71617.6829 | 327620.5524 | 1950831.4712 | 9343.6926 | 1578339.9465 | 99469.004 | 5015120.5524 | 6638331.4712 | 4696843.6926 | 6265839.9465 | 4786969.004 |  | 0.35822 | 0.47417 | 0.33549 | 0.44756 | 0.34193 |  |  | 16450560 | 16450560 | 16450560 | 16450560 | 16450560
2022-03-28 | 4720 | 10000 | 4739.5149 | 10000 | 4342.9627 |  | 1265211.0061 | 2680531.7926 | 1270442.029 | 2680531.7926 | 1164144.9582 | 1757237.5085 | 3722960.823 | 1764502.818 | 3722960.823 | 1616867.9974 | 6444737.5085 | 8410460.823 | 6452002.818 | 8410460.823 | 6304367.9974 |  | 0.46034 | 0.60075 | 0.46086 | 0.60075 | 0.45031 |  |  | 16450560 | 16450560 | 16450560 | 16450560 | 16450560
2022-03-29 | 8320 | 2000 | 7396.8685 | 407.8337 | 4691.9922 |  | 2230202.4514 | 536106.3585 | 1982754.1152 | 109321.1259 | 1257703.4187 | 3097503.4047 | 744592.1646 | 2753825.16 | 151834.8971 | 1746810.3038 | 7785003.4047 | 5432092.1646 | 7441325.16 | 4839334.8971 | 6434310.3038 |  | 0.55607 | 0.38801 | 0.53152 | 0.34567 | 0.45959 |  |  | 16450560 | 16450560 | 16450560 | 16450560 | 16450560
2022-03-30 | 600 | 7540 | 0 | 4789.7577 | 0 |  | 160831.9076 | 2021120.9716 | 0 | 1283909.7925 | 0 | 223377.6494 | 2807112.4605 | 0 | 1783208.0452 | 0 | 4910877.6494 | 7494612.4605 | 4687500 | 6470708.0452 | 4687500 |  | 0.35078 | 0.53533 | 0.33482 | 0.46219 | 0.33482 |  |  | 16450560 | 16450560 | 16450560 | 16450560 | 16450560
2022-03-31 | 0 | 2320 | 1219.5601 | 2693.2998 | 1343.2344 |  | 0 | 621883.3759 | 326906.9653 | 721947.5824 | 360058.2458 | 0 | 863726.9109 | 454037.4518 | 1002704.9756 | 500080.8969 | 4687500 | 5551226.9109 | 5141537.4518 | 5690204.9756 | 5187580.8969 |  | 0.33482 | 0.39652 | 0.36725 | 0.40644 | 0.37054 |  |  | 16450560 | 16450560 | 16450560 | 16450560 | 16450560
2022-04-01 | 0 | 0 | 0 | 0 | 0 |  | 0 | 0 | 0 | 0 | 0 | 0 | 0 | 0 | 0 | 0 | 4687500 | 4687500 | 4687500 | 4687500 | 4687500 |  | 0.33482 | 0.33482 | 0.33482 | 0.33482 | 0.33482 |  |  | 18506880 | 18506880 | 18506880 | 18506880 | 18506880
2022-04-02 | 1120 | 6740 | 898.9494 | 5294.7791 | 29.2529 |  | 300219.5608 | 1806678.4282 | 240966.2331 | 1419282.382 | 7841.3292 | 416971.6122 | 2509275.5947 | 334675.3237 | 1971225.5306 | 10890.735 | 5104471.6122 | 7196775.5947 | 5022175.3237 | 6658725.5306 | 4698390.735 |  | 0.36461 | 0.51406 | 0.35873 | 0.47562 | 0.3356 |  |  | 18506880 | 18506880 | 18506880 | 18506880 | 18506880
2022-04-03 | 4080 | 1800 | 2691.7046 | 0 | 4452.7368 |  | 1093656.9714 | 482495.7227 | 721519.9785 | 0 | 1193570.2436 | 1518968.0158 | 670132.9481 | 1002111.0812 | 0 | 1657736.4495 | 6206468.0158 | 5357632.9481 | 5689611.0812 | 4687500 | 6345236.4495 |  | 0.44332 | 0.38269 | 0.4064 | 0.33482 | 0.45323 |  |  | 18506880 | 18506880 | 18506880 | 18506880 | 18506880
2022-04-04 | 520 | 1680 | 1617.5169 | 1403.029 | 639.2592 |  | 139387.6532 | 450329.3411 | 433580.5583 | 376086.395 | 171355.4708 | 193593.9628 | 625457.4183 | 602195.2198 | 522342.2153 | 237993.7094 | 4881093.9628 | 5312957.4183 | 5289695.2198 | 5209842.2153 | 4925493.7094 |  | 0.34865 | 0.3795 | 0.37784 | 0.37213 | 0.35182 |  |  | 18506880 | 18506880 | 18506880 | 18506880 | 18506880
2022-04-05 | 3180 | 120 | 4025.2334 | 0 | 5569.786 |  | 852409.11 | 32166.3815 | 1078976.6124 | 0 | 1492998.8374 | 1183901.5417 | 44675.5299 | 1498578.6283 | 0 | 2073609.4964 | 5871401.5417 | 4732175.5299 | 6186078.6283 | 4687500 | 6761109.4964 |  | 0.41939 | 0.33801 | 0.44186 | 0.33482 | 0.48294 |  |  | 18506880 | 18506880 | 18506880 | 18506880 | 18506880
2022-04-06 | 1880 | 0 | 0 | 0 | 0 |  | 503939.977 | 0 | 0 | 0 | 0 | 699916.6347 | 0 | 0 | 0 | 0 | 5387416.6347 | 4687500 | 4687500 | 4687500 | 4687500 |  | 0.38482 | 0.33482 | 0.33482 | 0.33482 | 0.33482 |  |  | 18506880 | 18506880 | 18506880 | 18506880 | 18506880
2022-04-07 | 2720 | 0 | 1366.0004 | 299.721 | 0 |  | 729104.6476 | 0 | 366160.7555 | 80341.161 | 0 | 1012645.3439 | 0 | 508556.6048 | 111584.9458 | 0 | 5700145.3439 | 4687500 | 5196056.6048 | 4799084.9458 | 4687500 |  | 0.40715 | 0.33482 | 0.37115 | 0.34279 | 0.33482 |  |  | 18506880 | 18506880 | 18506880 | 18506880 | 18506880
2022-04-08 | 1120 | 0 | 1028.3898 | 0 | 2623.6385 |  | 300219.5608 | 0 | 275663.1456 | 0 | 703274.6407 | 416971.6122 | 0 | 382865.48 | 0 | 976770.3343 | 5104471.6122 | 4687500 | 5070365.48 | 4687500 | 5664270.3343 |  | 0.36461 | 0.33482 | 0.36217 | 0.33482 | 0.40459 |  |  | 18506880 | 18506880 | 18506880 | 18506880 | 18506880
2022-04-09 | 0 | 640 | 0 | 0 | 0 |  | 0 | 171554.0347 | 0 | 0 | 0 | 0 | 238269.4927 | 0 | 0 | 0 | 4687500 | 4925769.4927 | 4687500 | 4687500 | 4687500 |  | 0.33482 | 0.35184 | 0.33482 | 0.33482 | 0.33482 |  |  | 18506880 | 18506880 | 18506880 | 18506880 | 18506880
2022-04-10 | 3320 | 8040 | 715.3549 | 9745.1439 | 0 |  | 889936.5551 | 2155147.5612 | 191753.1442 | 2612216.7964 | 0 | 1236022.9932 | 2993260.5017 | 266323.8114 | 3628078.8839 | 0 | 5923522.9932 | 7680760.5017 | 4953823.8114 | 8315578.8839 | 4687500 |  | 0.42311 | 0.54863 | 0.35384 | 0.59397 | 0.33482 |  |  | 18506880 | 18506880 | 18506880 | 18506880 | 18506880
2022-04-11 | 0 | 1840 | 0 | 708.0666 | 0 |  | 0 | 493217.8498 | 0 | 189799.4921 | 0 | 0 | 685024.7914 | 0 | 263610.4057 | 0 | 4687500 | 5372524.7914 | 4687500 | 4951110.4057 | 4687500 |  | 0.33482 | 0.38375 | 0.33482 | 0.35365 | 0.33482 |  |  | 18506880 | 18506880 | 18506880 | 18506880 | 18506880
2022-04-12 | 0 | 4880 | 0 | 4004.0675 | 1295.0216 |  | 0 | 1308099.5148 | 0 | 1073303.0149 | 347134.6655 | 0 | 1816804.8816 | 0 | 1490698.6318 | 482131.4799 | 4687500 | 6504304.8816 | 4687500 | 6178198.6318 | 5169631.4799 |  | 0.33482 | 0.46459 | 0.33482 | 0.4413 | 0.36926 |  |  | 18506880 | 18506880 | 18506880 | 18506880 | 18506880
2022-04-13 | 0 | 3240 | 0 | 1450.3903 | 844.4174 |  | 0 | 868492.3008 | 0 | 388781.7408 | 226348.7758 | 0 | 1206239.3066 | 0 | 539974.6401 | 314373.2998 | 4687500 | 5893739.3066 | 4687500 | 5227474.6401 | 5001873.2998 |  | 0.33482 | 0.42098 | 0.33482 | 0.37339 | 0.35728 |  |  | 18506880 | 18506880 | 18506880 | 18506880 | 18506880
2022-04-14 | 2960 | 300 | 2860.2366 | 0 | 1928.2503 |  | 793437.4106 | 80415.9538 | 766695.5239 | 0 | 516873.6316 | 1101996.4036 | 111688.8247 | 1064854.8943 | 0 | 717880.0439 | 5789496.4036 | 4799188.8247 | 5752354.8943 | 4687500 | 5405380.0439 |  | 0.41354 | 0.3428 | 0.41088 | 0.33482 | 0.3861 |  |  | 18506880 | 18506880 | 18506880 | 18506880 | 18506880
2022-04-15 | 4160 | 7440 | 4572.3924 | 8320.5462 | 2647.3468 |  | 1115101.2257 | 1994315.6537 | 1225644.3245 | 2230348.8702 | 709629.7182 | 1548751.7024 | 2769882.8523 | 1702283.784 | 3097706.7641 | 985596.8309 | 6236251.7024 | 7457382.8523 | 6389783.784 | 7785206.7641 | 5673096.8309 |  | 0.44545 | 0.53267 | 0.45641 | 0.55609 | 0.40522 |  |  | 18506880 | 18506880 | 18506880 | 18506880 | 18506880
2022-04-16 | 7480 | 600 | 5981.0608 | 0 | 5749.7006 |  | 2005037.7808 | 160831.9076 | 1603242.362 | 0 | 1541225.5241 | 2784774.6956 | 223377.6494 | 2226725.5027 | 0 | 2140591.0056 | 7472274.6956 | 4910877.6494 | 6914225.5027 | 4687500 | 6828091.0056 |  | 0.53373 | 0.35078 | 0.49387 | 0.33482 | 0.48772 |  |  | 18506880 | 18506880 | 18506880 | 18506880 | 18506880
2022-04-17 | 1960 | 0 | 0 | 973.9081 | 0 |  | 525384.2313 | 0 | 0 | 261059.1677 | 0 | 729700.3213 | 0 | 0 | 362582.1774 | 0 | 5417200.3213 | 4687500 | 4687500 | 5050082.1774 | 4687500 |  | 0.38694 | 0.33482 | 0.33482 | 0.36072 | 0.33482 |  |  | 18506880 | 18506880 | 18506880 | 18506880 | 18506880
2022-04-18 | 380 | 0 | 0 | 0 | 1190.8564 |  | 101860.2081 | 0 | 0 | 0 | 319212.8454 | 141472.5113 | 0 | 0 | 0 | 443351.1742 | 4828972.5113 | 4687500 | 4687500 | 4687500 | 5130851.1742 |  | 0.34493 | 0.33482 | 0.33482 | 0.33482 | 0.36649 |  |  | 18506880 | 18506880 | 18506880 | 18506880 | 18506880
2022-04-19 | 4200 | 0 | 3185.748 | 0 | 805.1843 |  | 1125823.3529 | 0 | 853949.8734 | 0 | 215832.2142 | 1563643.5457 | 0 | 1186041.4909 | 0 | 299766.9642 | 6251143.5457 | 4687500 | 5873541.4909 | 4687500 | 4987266.9642 |  | 0.44651 | 0.33482 | 0.41954 | 0.33482 | 0.35623 |  |  | 18506880 | 18506880 | 18506880 | 18506880 | 18506880
2022-04-20 | 6000 | 220 | 6033.8808 | 0 | 7448.5182 |  | 1608319.0755 | 58971.6994 | 1617400.9307 | 0 | 1996598.973 | 2233776.4938 | 81905.1381 | 2246390.1816 | 0 | 2773054.1291 | 6921276.4938 | 4769405.1381 | 6933890.1816 | 4687500 | 7460554.1291 |  | 0.49438 | 0.34067 | 0.49528 | 0.33482 | 0.5329 |  |  | 18506880 | 18506880 | 18506880 | 18506880 | 18506880
2022-04-21 | 0 | 80 | 1741.9976 | 0 | 0 |  | 0 | 21444.2543 | 466947.9985 | 0 | 0 | 0 | 29783.6866 | 648538.8868 | 0 | 0 | 4687500 | 4717283.6866 | 5336038.8868 | 4687500 | 4687500 |  | 0.33482 | 0.33695 | 0.38115 | 0.33482 | 0.33482 |  |  | 18506880 | 18506880 | 18506880 | 18506880 | 18506880
2022-04-22 | 880 | 1640 | 0 | 821.9751 | 0 |  | 235886.7977 | 439607.214 | 0 | 220333.0479 | 0 | 327620.5524 | 610565.575 | 0 | 306018.122 | 0 | 5015120.5524 | 5298065.575 | 4687500 | 4993518.122 | 4687500 |  | 0.35822 | 0.37843 | 0.33482 | 0.35668 | 0.33482 |  |  | 18506880 | 18506880 | 18506880 | 18506880 | 18506880
2022-04-23 | 2560 | 1680 | 0 | 63.4765 | 0 |  | 686216.1389 | 450329.3411 | 0 | 17015.0773 | 0 | 953077.9707 | 625457.4183 | 0 | 23632.0518 | 0 | 5640577.9707 | 5312957.4183 | 4687500 | 4711132.0518 | 4687500 |  | 0.4029 | 0.3795 | 0.33482 | 0.33651 | 0.33482 |  |  | 18506880 | 18506880 | 18506880 | 18506880 | 18506880
2022-04-24 | 5200 | 360 | 2205.283 | 0 | 424.8983 |  | 1393876.5321 | 96499.1445 | 591133.1123 | 0 | 113895.3402 | 1935939.628 | 134026.5896 | 821018.2115 | 0 | 158187.9726 | 6623439.628 | 4821526.5896 | 5508518.2115 | 4687500 | 4845687.9726 |  | 0.4731 | 0.34439 | 0.39347 | 0.33482 | 0.34612 |  |  | 18506880 | 18506880 | 18506880 | 18506880 | 18506880
2022-04-25 | 360 | 0 | 0 | 0 | 573.0948 |  | 96499.1445 | 0 | 0 | 0 | 153619.886 | 134026.5896 | 0 | 0 | 0 | 213360.9527 | 4821526.5896 | 4687500 | 4687500 | 4687500 | 4900860.9527 |  | 0.34439 | 0.33482 | 0.33482 | 0.33482 | 0.35006 |  |  | 18506880 | 18506880 | 18506880 | 18506880 | 18506880
2022-04-26 | 7000 | 840 | 6902.8272 | 1141.7366 | 4834.3065 |  | 1876372.2548 | 225164.6706 | 1850324.7724 | 306046.1156 | 1295851.2238 | 2606072.5761 | 312728.7091 | 2569895.5172 | 425064.0495 | 1799793.3664 | 7293572.5761 | 5000228.7091 | 7257395.5172 | 5112564.0495 | 6487293.3664 |  | 0.52097 | 0.35716 | 0.51839 | 0.36518 | 0.46338 |  |  | 18506880 | 18506880 | 18506880 | 18506880 | 18506880
2022-04-27 | 1440 | 4480 | 2322.6545 | 4507.9977 | 3629.6477 |  | 385996.5781 | 1200878.2431 | 622594.9204 | 1208383.114 | 972938.6118 | 536106.3585 | 1667886.4487 | 864715.1672 | 1678309.8806 | 1351303.6275 | 5223606.3585 | 6355386.4487 | 5552215.1672 | 6365809.8806 | 6038803.6275 |  | 0.37311 | 0.45396 | 0.39659 | 0.4547 | 0.43134 |  |  | 18506880 | 18506880 | 18506880 | 18506880 | 18506880
2022-04-28 | 160 | 3080 | 0 | 4033.0386 | 0 |  | 42888.5087 | 825603.7921 | 0 | 1081068.8149 | 0 | 59567.3732 | 1146671.9335 | 0 | 1501484.4651 | 0 | 4747067.3732 | 5834171.9335 | 4687500 | 6188984.4651 | 4687500 |  | 0.33908 | 0.41673 | 0.33482 | 0.44207 | 0.33482 |  |  | 18506880 | 18506880 | 18506880 | 18506880 | 18506880
2022-04-29 | 20 | 5520 | 1127.4393 | 2672.3924 | 1385.7718 |  | 5361.0636 | 1479653.5495 | 302213.6961 | 716343.2698 | 371460.5489 | 7445.9216 | 2055074.3743 | 419741.2446 | 994921.208 | 515917.4291 | 4694945.9216 | 6742574.3743 | 5107241.2446 | 5682421.208 | 5203417.4291 |  | 0.33535 | 0.48161 | 0.3648 | 0.40589 | 0.37167 |  |  | 18506880 | 18506880 | 18506880 | 18506880 | 18506880
2022-04-30 | 0 | 960 | 0 | 2031.3011 | 767.6119 |  | 0 | 257331.0521 | 0 | 544496.7118 | 205760.809 | 0 | 357404.239 | 0 | 756245.433 | 285778.9014 | 4687500 | 5044904.239 | 4687500 | 5443745.433 | 4973278.9014 |  | 0.33482 | 0.36035 | 0.33482 | 0.38884 | 0.35523 |  |  | 18506880 | 18506880 | 18506880 | 18506880 | 18506880
2022-05-01 | 0 | 160 | 541.3273 | 80.5551 | 1291.2394 |  | 0 | 42888.5087 | 145104.5023 | 21593.0542 | 346120.8271 | 0 | 59567.3732 | 201534.031 | 29990.353 | 480723.3709 | 4687500 | 4747067.3732 | 4889034.031 | 4717490.353 | 5168223.3709 |  | 0.33482 | 0.33908 | 0.34922 | 0.33696 | 0.36916 |  |  | 20563200 | 20563200 | 20563200 | 20563200 | 20563200
2022-05-02 | 400 | 0 | 1752.4806 | 1665.2585 | 0 |  | 107221.2717 | 0 | 469757.9904 | 446377.8441 | 0 | 148918.4329 | 0 | 652441.6533 | 619969.228 | 0 | 4836418.4329 | 4687500 | 5339941.6533 | 5307469.228 | 4687500 |  | 0.34546 | 0.33482 | 0.38142 | 0.3791 | 0.33482 |  |  | 20563200 | 20563200 | 20563200 | 20563200 | 20563200
2022-05-03 | 920 | 0 | 0 | 1711.2663 | 0 |  | 246608.9249 | 0 | 0 | 458710.3629 | 0 | 342512.3957 | 0 | 0 | 637097.7263 | 0 | 5030012.3957 | 4687500 | 4687500 | 5324597.7263 | 4687500 |  | 0.35929 | 0.33482 | 0.33482 | 0.38033 | 0.33482 |  |  | 20563200 | 20563200 | 20563200 | 20563200 | 20563200
2022-05-04 | 760 | 3960 | 2206.8522 | 2006.1528 | 2166.2051 |  | 203720.4162 | 1061490.5899 | 591553.7443 | 537755.6341 | 580658.1512 | 282945.0225 | 1474292.4859 | 821602.4227 | 746882.8251 | 806469.6544 | 4970445.0225 | 6161792.4859 | 5509102.4227 | 5434382.8251 | 5493969.6544 |  | 0.35503 | 0.44013 | 0.39351 | 0.38817 | 0.39243 |  |  | 20563200 | 20563200 | 20563200 | 20563200 | 20563200
2022-05-05 | 0 | 80 | 0 | 0 | 0 |  | 0 | 21444.2543 | 0 | 0 | 0 | 0 | 29783.6866 | 0 | 0 | 0 | 4687500 | 4717283.6866 | 4687500 | 4687500 | 4687500 |  | 0.33482 | 0.33695 | 0.33482 | 0.33482 | 0.33482 |  |  | 20563200 | 20563200 | 20563200 | 20563200 | 20563200
2022-05-06 | 0 | 0 | 0 | 0 | 0 |  | 0 | 0 | 0 | 0 | 0 | 0 | 0 | 0 | 0 | 0 | 4687500 | 4687500 | 4687500 | 4687500 | 4687500 |  | 0.33482 | 0.33482 | 0.33482 | 0.33482 | 0.33482 |  |  | 20563200 | 20563200 | 20563200 | 20563200 | 20563200
2022-05-07 | 0 | 0 | 0 | 0 | 0 |  | 0 | 0 | 0 | 0 | 0 | 0 | 0 | 0 | 0 | 0 | 4687500 | 4687500 | 4687500 | 4687500 | 4687500 |  | 0.33482 | 0.33482 | 0.33482 | 0.33482 | 0.33482 |  |  | 20563200 | 20563200 | 20563200 | 20563200 | 20563200
2022-05-08 | 0 | 0 | 1166.6973 | 0 | 1280.9048 |  | 0 | 0 | 312736.9101 | 0 | 343350.6168 | 0 | 0 | 434356.8196 | 0 | 476875.8567 | 4687500 | 4687500 | 5121856.8196 | 4687500 | 5164375.8567 |  | 0.33482 | 0.33482 | 0.36585 | 0.33482 | 0.36888 |  |  | 20563200 | 20563200 | 20563200 | 20563200 | 20563200
2022-05-09 | 0 | 0 | 1363.6347 | 0 | 2581.1263 |  | 0 | 0 | 365526.6284 | 0 | 691879.1184 | 0 | 0 | 507675.8728 | 0 | 960943.22 | 4687500 | 4687500 | 5195175.8728 | 4687500 | 5648443.22 |  | 0.33482 | 0.33482 | 0.37108 | 0.33482 | 0.40346 |  |  | 20563200 | 20563200 | 20563200 | 20563200 | 20563200
2022-05-10 | 40 | 80 | 1697.4428 | 1336.1845 | 1417.2257 |  | 10722.1272 | 21444.2543 | 455004.9416 | 358168.4914 | 379891.8577 | 14891.8433 | 29783.6866 | 631951.3077 | 497456.238 | 527627.5802 | 4702391.8433 | 4717283.6866 | 5319451.3077 | 5184956.238 | 5215127.5802 |  | 0.33589 | 0.33695 | 0.37996 | 0.37035 | 0.37251 |  |  | 20563200 | 20563200 | 20563200 | 20563200 | 20563200
2022-05-11 | 0 | 0 | 983.0169 | 0 | 0 |  | 0 | 0 | 263500.8079 | 0 | 0 | 0 | 0 | 365973.3443 | 0 | 0 | 4687500 | 4687500 | 5053473.3443 | 4687500 | 4687500 |  | 0.33482 | 0.33482 | 0.36096 | 0.33482 | 0.33482 |  |  | 20563200 | 20563200 | 20563200 | 20563200 | 20563200
2022-05-12 | 40 | 0 | 0 | 0 | 0 |  | 10722.1272 | 0 | 0 | 0 | 0 | 14891.8433 | 0 | 0 | 0 | 0 | 4702391.8433 | 4687500 | 4687500 | 4687500 | 4687500 |  | 0.33589 | 0.33482 | 0.33482 | 0.33482 | 0.33482 |  |  | 20563200 | 20563200 | 20563200 | 20563200 | 20563200
2022-05-13 | 0 | 0 | 1313.2564 | 0 | 2137.0334 |  | 0 | 0 | 352022.551 | 0 | 572838.6008 | 0 | 0 | 488920.2097 | 0 | 795609.1678 | 4687500 | 4687500 | 5176420.2097 | 4687500 | 5483109.1678 |  | 0.33482 | 0.33482 | 0.36974 | 0.33482 | 0.39165 |  |  | 20563200 | 20563200 | 20563200 | 20563200 | 20563200
2022-05-14 | 0 | 0 | 0 | 1591.2616 | 0 |  | 0 | 0 | 0 | 426542.7329 | 0 | 0 | 0 | 0 | 592420.4624 | 0 | 4687500 | 4687500 | 4687500 | 5279920.4624 | 4687500 |  | 0.33482 | 0.33482 | 0.33482 | 0.37714 | 0.33482 |  |  | 20563200 | 20563200 | 20563200 | 20563200 | 20563200
2022-05-15 | 0 | 0 | 0 | 0 | 0 |  | 0 | 0 | 0 | 0 | 0 | 0 | 0 | 0 | 0 | 0 | 4687500 | 4687500 | 4687500 | 4687500 | 4687500 |  | 0.33482 | 0.33482 | 0.33482 | 0.33482 | 0.33482 |  |  | 20563200 | 20563200 | 20563200 | 20563200 | 20563200
2022-05-16 | 560 | 40 | 496.1587 | 0 | 0 |  | 150109.7804 | 10722.1272 | 132996.9082 | 0 | 0 | 208485.8061 | 14891.8433 | 184717.9281 | 0 | 0 | 4895985.8061 | 4702391.8433 | 4872217.9281 | 4687500 | 4687500 |  | 0.34971 | 0.33589 | 0.34802 | 0.33482 | 0.33482 |  |  | 20563200 | 20563200 | 20563200 | 20563200 | 20563200
2022-05-17 | 0 | 0 | 0 | 0 | 0 |  | 0 | 0 | 0 | 0 | 0 | 0 | 0 | 0 | 0 | 0 | 4687500 | 4687500 | 4687500 | 4687500 | 4687500 |  | 0.33482 | 0.33482 | 0.33482 | 0.33482 | 0.33482 |  |  | 20563200 | 20563200 | 20563200 | 20563200 | 20563200
2022-05-18 | 0 | 0 | 1269.6184 | 0 | 1275.6471 |  | 0 | 0 | 340325.2537 | 0 | 341941.2527 | 0 | 0 | 472673.9634 | 0 | 474918.4065 | 4687500 | 4687500 | 5160173.9634 | 4687500 | 5162418.4065 |  | 0.33482 | 0.33482 | 0.36858 | 0.33482 | 0.36874 |  |  | 20563200 | 20563200 | 20563200 | 20563200 | 20563200
2022-05-19 | 0 | 0 | 1771.8017 | 1005.2059 | 973.9072 |  | 0 | 0 | 474937.0881 | 269448.6424 | 261058.9183 | 0 | 0 | 659634.8446 | 374234.2255 | 362581.831 | 4687500 | 4687500 | 5347134.8446 | 5061734.2255 | 5050081.831 |  | 0.33482 | 0.33482 | 0.38194 | 0.36155 | 0.36072 |  |  | 20563200 | 20563200 | 20563200 | 20563200 | 20563200
2022-05-20 | 0 | 0 | 438.1905 | 0 | 1258.3744 |  | 0 | 0 | 117458.3481 | 0 | 337311.2458 | 0 | 0 | 163136.5945 | 0 | 468487.8414 | 4687500 | 4687500 | 4850636.5945 | 4687500 | 5155987.8414 |  | 0.33482 | 0.33482 | 0.34647 | 0.33482 | 0.36828 |  |  | 20563200 | 20563200 | 20563200 | 20563200 | 20563200
2022-05-21 | 1640 | 0 | 2221.659 | 0 | 2311.543 |  | 439607.214 | 0 | 595522.7518 | 0 | 619616.4473 | 610565.575 | 0 | 827114.9331 | 0 | 860578.399 | 5298065.575 | 4687500 | 5514614.9331 | 4687500 | 5548078.399 |  | 0.37843 | 0.33482 | 0.3939 | 0.33482 | 0.39629 |  |  | 20563200 | 20563200 | 20563200 | 20563200 | 20563200
2022-05-22 | 5920 | 40 | 5879.4733 | 0 | 6646.8952 |  | 1586874.8212 | 10722.1272 | 1576011.507 | 0 | 1781721.3846 | 2203992.8072 | 14891.8433 | 2188904.8709 | 0 | 2474613.0342 | 6891492.8072 | 4702391.8433 | 6876404.8709 | 4687500 | 7162113.0342 |  | 0.49225 | 0.33589 | 0.49117 | 0.33482 | 0.51158 |  |  | 20563200 | 20563200 | 20563200 | 20563200 | 20563200
2022-05-23 | 160 | 40 | 1152.7131 | 332.1193 | 0 |  | 42888.5087 | 10722.1272 | 308988.4075 | 89025.6218 | 0 | 59567.3732 | 14891.8433 | 429150.566 | 123646.6969 | 0 | 4747067.3732 | 4702391.8433 | 5116650.566 | 4811146.6969 | 4687500 |  | 0.33908 | 0.33589 | 0.36548 | 0.34365 | 0.33482 |  |  | 20563200 | 20563200 | 20563200 | 20563200 | 20563200
2022-05-24 | 1040 | 0 | 0 | 0 | 0 |  | 278775.3064 | 0 | 0 | 0 | 0 | 387187.9256 | 0 | 0 | 0 | 0 | 5074687.9256 | 4687500 | 4687500 | 4687500 | 4687500 |  | 0.36248 | 0.33482 | 0.33482 | 0.33482 | 0.33482 |  |  | 20563200 | 20563200 | 20563200 | 20563200 | 20563200
2022-05-25 | 4680 | 0 | 3111.9441 | 0 | 2104.3466 |  | 1254488.8789 | 0 | 834166.5034 | 0 | 564076.7992 | 1742345.6652 | 0 | 1158564.5881 | 0 | 783439.9988 | 6429845.6652 | 4687500 | 5846064.5881 | 4687500 | 5470939.9988 |  | 0.45927 | 0.33482 | 0.41758 | 0.33482 | 0.39078 |  |  | 20563200 | 20563200 | 20563200 | 20563200 | 20563200
2022-05-26 | 0 | 0 | 0 | 0 | 565.0575 |  | 0 | 0 | 0 | 0 | 151465.4491 | 0 | 0 | 0 | 0 | 210368.6793 | 4687500 | 4687500 | 4687500 | 4687500 | 4897868.6793 |  | 0.33482 | 0.33482 | 0.33482 | 0.33482 | 0.34985 |  |  | 20563200 | 20563200 | 20563200 | 20563200 | 20563200
2022-05-27 | 880 | 0 | 2198.4859 | 601.7623 | 869.502 |  | 235886.7977 | 0 | 589311.1274 | 161304.2854 | 233072.7809 | 327620.5524 | 0 | 818487.6769 | 224033.7297 | 323712.1957 | 5015120.5524 | 4687500 | 5505987.6769 | 4911533.7297 | 5011212.1957 |  | 0.35822 | 0.33482 | 0.39328 | 0.35082 | 0.35794 |  |  | 20563200 | 20563200 | 20563200 | 20563200 | 20563200
2022-05-28 | 0 | 0 | 0 | 281.9054 | 0 |  | 0 | 0 | 0 | 75565.6451 | 0 | 0 | 0 | 0 | 104952.2848 | 0 | 4687500 | 4687500 | 4687500 | 4792452.2848 | 4687500 |  | 0.33482 | 0.33482 | 0.33482 | 0.34232 | 0.33482 |  |  | 20563200 | 20563200 | 20563200 | 20563200 | 20563200
2022-05-29 | 0 | 0 | 0 | 848.6404 | 0 |  | 0 | 0 | 0 | 227480.7638 | 0 | 0 | 0 | 0 | 315945.5053 | 0 | 4687500 | 4687500 | 4687500 | 5003445.5053 | 4687500 |  | 0.33482 | 0.33482 | 0.33482 | 0.35739 | 0.33482 |  |  | 20563200 | 20563200 | 20563200 | 20563200 | 20563200
2022-05-30 | 0 | 0 | 0 | 1543.618 | 0 |  | 0 | 0 | 0 | 413771.7071 | 0 | 0 | 0 | 0 | 574682.9265 | 0 | 4687500 | 4687500 | 4687500 | 5262182.9265 | 4687500 |  | 0.33482 | 0.33482 | 0.33482 | 0.37587 | 0.33482 |  |  | 20563200 | 20563200 | 20563200 | 20563200 | 20563200
2022-05-31 | 0 | 0 | 211.9933 | 0 | 446.9625 |  | 0 | 0 | 56825.4886 | 0 | 119809.7089 | 0 | 0 | 78924.2897 | 0 | 166402.3734 | 4687500 | 4687500 | 4766424.2897 | 4687500 | 4853902.3734 |  | 0.33482 | 0.33482 | 0.34046 | 0.33482 | 0.34671 |  |  | 20563200 | 20563200 | 20563200 | 20563200 | 20563200
2022-06-01 | 0 | 1480 | 1516.2873 | 2936.2959 | 2799.3281 |  | 0 | 396718.7053 | 406445.6407 | 787083.4466 | 750368.7843 | 0 | 550998.2018 | 564507.8343 | 1093171.4536 | 1042178.8671 | 4687500 | 5238498.2018 | 5252007.8343 | 5780671.4536 | 5729678.8671 |  | 0.33482 | 0.37418 | 0.37514 | 0.41291 | 0.40926 |  |  | 21934080 | 21934080 | 21934080 | 21934080 | 21934080
2022-06-02 | 0 | 560 | 712.7909 | 0 | 798.9206 |  | 0 | 150109.7804 | 191065.8708 | 0 | 214153.1964 | 0 | 208485.8061 | 265369.265 | 0 | 297434.995 | 4687500 | 4895985.8061 | 4952869.265 | 4687500 | 4984934.995 |  | 0.33482 | 0.34971 | 0.35378 | 0.33482 | 0.35607 |  |  | 21934080 | 21934080 | 21934080 | 21934080 | 21934080
2022-06-03 | 0 | 0 | 0 | 0 | 0 |  | 0 | 0 | 0 | 0 | 0 | 0 | 0 | 0 | 0 | 0 | 4687500 | 4687500 | 4687500 | 4687500 | 4687500 |  | 0.33482 | 0.33482 | 0.33482 | 0.33482 | 0.33482 |  |  | 21934080 | 21934080 | 21934080 | 21934080 | 21934080
2022-06-04 | 0 | 0 | 0 | 1195.8888 | 360.5962 |  | 0 | 0 | 0 | 320561.8069 | 96658.9459 | 0 | 0 | 0 | 445224.7318 | 134248.536 | 4687500 | 4687500 | 4687500 | 5132724.7318 | 4821748.536 |  | 0.33482 | 0.33482 | 0.33482 | 0.36662 | 0.34441 |  |  | 21934080 | 21934080 | 21934080 | 21934080 | 21934080
2022-06-05 | 0 | 0 | 0 | 0 | 0 |  | 0 | 0 | 0 | 0 | 0 | 0 | 0 | 0 | 0 | 0 | 4687500 | 4687500 | 4687500 | 4687500 | 4687500 |  | 0.33482 | 0.33482 | 0.33482 | 0.33482 | 0.33482 |  |  | 21934080 | 21934080 | 21934080 | 21934080 | 21934080
2022-06-06 | 0 | 0 | 0 | 0 | 0 |  | 0 | 0 | 0 | 0 | 0 | 0 | 0 | 0 | 0 | 0 | 4687500 | 4687500 | 4687500 | 4687500 | 4687500 |  | 0.33482 | 0.33482 | 0.33482 | 0.33482 | 0.33482 |  |  | 21934080 | 21934080 | 21934080 | 21934080 | 21934080
2022-06-07 | 0 | 0 | 0 | 918.8295 | 0 |  | 0 | 0 | 0 | 246295.1793 | 0 | 0 | 0 | 0 | 342076.6379 | 0 | 4687500 | 4687500 | 4687500 | 5029576.6379 | 4687500 |  | 0.33482 | 0.33482 | 0.33482 | 0.35926 | 0.33482 |  |  | 21934080 | 21934080 | 21934080 | 21934080 | 21934080
2022-06-08 | 40 | 0 | 0 | 0 | 0 |  | 10722.1272 | 0 | 0 | 0 | 0 | 14891.8433 | 0 | 0 | 0 | 0 | 4702391.8433 | 4687500 | 4687500 | 4687500 | 4687500 |  | 0.33589 | 0.33482 | 0.33482 | 0.33482 | 0.33482 |  |  | 21934080 | 21934080 | 21934080 | 21934080 | 21934080
2022-06-09 | 0 | 0 | 0 | 1541.1007 | 0 |  | 0 | 0 | 0 | 413096.9475 | 0 | 0 | 0 | 0 | 573745.7604 | 0 | 4687500 | 4687500 | 4687500 | 5261245.7604 | 4687500 |  | 0.33482 | 0.33482 | 0.33482 | 0.3758 | 0.33482 |  |  | 21934080 | 21934080 | 21934080 | 21934080 | 21934080
2022-06-10 | 0 | 0 | 0 | 0 | 1751.2865 |  | 0 | 0 | 0 | 0 | 469437.905 | 0 | 0 | 0 | 0 | 651997.0903 | 4687500 | 4687500 | 4687500 | 4687500 | 5339497.0903 |  | 0.33482 | 0.33482 | 0.33482 | 0.33482 | 0.38139 |  |  | 21934080 | 21934080 | 21934080 | 21934080 | 21934080
2022-06-11 | 0 | 0 | 0 | 715.1676 | 0 |  | 0 | 0 | 0 | 191702.9384 | 0 | 0 | 0 | 0 | 266254.0811 | 0 | 4687500 | 4687500 | 4687500 | 4953754.0811 | 4687500 |  | 0.33482 | 0.33482 | 0.33482 | 0.35384 | 0.33482 |  |  | 21934080 | 21934080 | 21934080 | 21934080 | 21934080
2022-06-12 | 0 | 0 | 1741.8762 | 0 | 1625.9372 |  | 0 | 0 | 466915.4608 | 0 | 435837.64 | 0 | 0 | 648493.6956 | 0 | 605330.0555 | 4687500 | 4687500 | 5335993.6956 | 4687500 | 5292830.0555 |  | 0.33482 | 0.33482 | 0.38114 | 0.33482 | 0.37806 |  |  | 21934080 | 21934080 | 21934080 | 21934080 | 21934080
2022-06-13 | 0 | 0 | 0 | 1011.1865 | 0 |  | 0 | 0 | 0 | 271051.7561 | 0 | 0 | 0 | 0 | 376460.7723 | 0 | 4687500 | 4687500 | 4687500 | 5063960.7723 | 4687500 |  | 0.33482 | 0.33482 | 0.33482 | 0.36171 | 0.33482 |  |  | 21934080 | 21934080 | 21934080 | 21934080 | 21934080
2022-06-14 | 720 | 0 | 0 | 0 | 946.9053 |  | 192998.2891 | 0 | 0 | 0 | 253820.972 | 268053.1793 | 0 | 0 | 0 | 352529.1278 | 4955553.1793 | 4687500 | 4687500 | 4687500 | 5040029.1278 |  | 0.35397 | 0.33482 | 0.33482 | 0.33482 | 0.36 |  |  | 21934080 | 21934080 | 21934080 | 21934080 | 21934080
2022-06-15 | 0 | 0 | 0 | 0 | 0 |  | 0 | 0 | 0 | 0 | 0 | 0 | 0 | 0 | 0 | 0 | 4687500 | 4687500 | 4687500 | 4687500 | 4687500 |  | 0.33482 | 0.33482 | 0.33482 | 0.33482 | 0.33482 |  |  | 21934080 | 21934080 | 21934080 | 21934080 | 21934080
2022-06-16 | 0 | 0 | 0 | 723.0585 | 0 |  | 0 | 0 | 0 | 193818.1216 | 0 | 0 | 0 | 0 | 269191.8356 | 0 | 4687500 | 4687500 | 4687500 | 4956691.8356 | 4687500 |  | 0.33482 | 0.33482 | 0.33482 | 0.35405 | 0.33482 |  |  | 21934080 | 21934080 | 21934080 | 21934080 | 21934080
2022-06-17 | 0 | 0 | 0 | 354.5667 | 0 |  | 0 | 0 | 0 | 95042.7345 | 0 | 0 | 0 | 0 | 132003.7979 | 0 | 4687500 | 4687500 | 4687500 | 4819503.7979 | 4687500 |  | 0.33482 | 0.33482 | 0.33482 | 0.34425 | 0.33482 |  |  | 21934080 | 21934080 | 21934080 | 21934080 | 21934080
2022-06-18 | 320 | 1400 | 0 | 223.5009 | 0 |  | 85777.0174 | 375274.451 | 0 | 59910.1275 | 0 | 119134.7463 | 521214.5152 | 0 | 83208.5104 | 0 | 4806634.7463 | 5208714.5152 | 4687500 | 4770708.5104 | 4687500 |  | 0.34333 | 0.37205 | 0.33482 | 0.34076 | 0.33482 |  |  | 21934080 | 21934080 | 21934080 | 21934080 | 21934080
2022-06-19 | 4160 | 0 | 4291.0828 | 1210.4321 | 4009.3138 |  | 1115101.2257 | 0 | 1150238.3943 | 324460.1664 | 1074709.3099 | 1548751.7024 | 0 | 1597553.3254 | 450639.12 | 1492651.8193 | 6236251.7024 | 4687500 | 6285053.3254 | 5138139.12 | 6180151.8193 |  | 0.44545 | 0.33482 | 0.44893 | 0.36701 | 0.44144 |  |  | 21934080 | 21934080 | 21934080 | 21934080 | 21934080
2022-06-20 | 640 | 0 | 1907.9441 | 206.3415 | 2913.3326 |  | 171554.0347 | 0 | 511430.4753 | 55310.4834 | 780928.0753 | 238269.4927 | 0 | 710320.1046 | 76820.1159 | 1084622.3267 | 4925769.4927 | 4687500 | 5397820.1046 | 4764320.1159 | 5772122.3267 |  | 0.35184 | 0.33482 | 0.38556 | 0.34031 | 0.41229 |  |  | 21934080 | 21934080 | 21934080 | 21934080 | 21934080
2022-06-21 | 240 | 0 | 0 | 0 | 1761.0904 |  | 64332.763 | 0 | 0 | 0 | 472065.8927 | 89351.0598 | 0 | 0 | 0 | 655647.0732 | 4776851.0598 | 4687500 | 4687500 | 4687500 | 5343147.0732 |  | 0.3412 | 0.33482 | 0.33482 | 0.33482 | 0.38165 |  |  | 21934080 | 21934080 | 21934080 | 21934080 | 21934080
2022-06-22 | 0 | 0 | 0 | 320.4465 | 0 |  | 0 | 0 | 0 | 85896.7164 | 0 | 0 | 0 | 0 | 119300.995 | 0 | 4687500 | 4687500 | 4687500 | 4806800.995 | 4687500 |  | 0.33482 | 0.33482 | 0.33482 | 0.34334 | 0.33482 |  |  | 21934080 | 21934080 | 21934080 | 21934080 | 21934080
2022-06-23 | 3080 | 280 | 1028.274 | 0 | 0 |  | 825603.7921 | 75054.8902 | 275632.1206 | 0 | 0 | 1146671.9335 | 104242.903 | 382822.3897 | 0 | 0 | 5834171.9335 | 4791742.903 | 5070322.3897 | 4687500 | 4687500 |  | 0.41673 | 0.34227 | 0.36217 | 0.33482 | 0.33482 |  |  | 21934080 | 21934080 | 21934080 | 21934080 | 21934080
2022-06-24 | 240 | 2680 | 1784.7651 | 1322.1904 | 1261.7703 |  | 64332.763 | 718382.5204 | 478411.9571 | 354417.3361 | 338221.5429 | 89351.0598 | 997753.5006 | 664461.0515 | 492246.3002 | 469752.1429 | 4776851.0598 | 5685253.5006 | 5351961.0515 | 5179746.3002 | 5157252.1429 |  | 0.3412 | 0.40609 | 0.38228 | 0.36998 | 0.36838 |  |  | 21934080 | 21934080 | 21934080 | 21934080 | 21934080
2022-06-25 | 0 | 800 | 0 | 2569.9898 | 0 |  | 0 | 214442.5434 | 0 | 688893.9236 | 0 | 0 | 297836.8658 | 0 | 956797.1161 | 0 | 4687500 | 4985336.8658 | 4687500 | 5644297.1161 | 4687500 |  | 0.33482 | 0.3561 | 0.33482 | 0.40316 | 0.33482 |  |  | 21934080 | 21934080 | 21934080 | 21934080 | 21934080
2022-06-26 | 1160 | 0 | 0 | 0 | 0 |  | 310941.6879 | 0 | 0 | 0 | 0 | 431863.4555 | 0 | 0 | 0 | 0 | 5119363.4555 | 4687500 | 4687500 | 4687500 | 4687500 |  | 0.36567 | 0.33482 | 0.33482 | 0.33482 | 0.33482 |  |  | 21934080 | 21934080 | 21934080 | 21934080 | 21934080
2022-06-27 | 4080 | 0 | 924.6381 | 0 | 1795.0073 |  | 1093656.9714 | 0 | 247852.174 | 0 | 481157.4092 | 1518968.0158 | 0 | 344239.1305 | 0 | 668274.1794 | 6206468.0158 | 4687500 | 5031739.1305 | 4687500 | 5355774.1794 |  | 0.44332 | 0.33482 | 0.35941 | 0.33482 | 0.38256 |  |  | 21934080 | 21934080 | 21934080 | 21934080 | 21934080
2022-06-28 | 4080 | 0 | 4099.9646 | 0 | 1382.0918 |  | 1093656.9714 | 0 | 1099008.55 | 0 | 370474.0889 | 1518968.0158 | 0 | 1526400.7639 | 0 | 514547.3458 | 6206468.0158 | 4687500 | 6213900.7639 | 4687500 | 5202047.3458 |  | 0.44332 | 0.33482 | 0.44385 | 0.33482 | 0.37157 |  |  | 21934080 | 21934080 | 21934080 | 21934080 | 21934080
2022-06-29 | 120 | 0 | 423.8008 | 0 | 0 |  | 32166.3815 | 0 | 113601.1561 | 0 | 0 | 44675.5299 | 0 | 157779.3835 | 0 | 0 | 4732175.5299 | 4687500 | 4845279.3835 | 4687500 | 4687500 |  | 0.33801 | 0.33482 | 0.34609 | 0.33482 | 0.33482 |  |  | 21934080 | 21934080 | 21934080 | 21934080 | 21934080
2022-06-30 | 0 | 0 | 1689.9258 | 0 | 1343.1223 |  | 0 | 0 | 452989.9737 | 0 | 360028.1993 | 0 | 0 | 629152.7412 | 0 | 500039.1658 | 4687500 | 4687500 | 5316652.7412 | 4687500 | 5187539.1658 |  | 0.33482 | 0.33482 | 0.37976 | 0.33482 | 0.37054 |  |  | 21934080 | 21934080 | 21934080 | 21934080 | 21934080
2022-07-01 | 0 | 0 | 0 | 295.88 | 0 |  | 0 | 0 | 0 | 79311.5677 | 0 | 0 | 0 | 0 | 110154.9552 | 0 | 4687500 | 4687500 | 4687500 | 4797654.9552 | 4687500 |  | 0.33482 | 0.33482 | 0.33482 | 0.34269 | 0.33482 |  |  | 21248640 | 21248640 | 21248640 | 21248640 | 21248640
2022-07-02 | 360 | 0 | 0 | 0 | 0 |  | 96499.1445 | 0 | 0 | 0 | 0 | 134026.5896 | 0 | 0 | 0 | 0 | 4821526.5896 | 4687500 | 4687500 | 4687500 | 4687500 |  | 0.34439 | 0.33482 | 0.33482 | 0.33482 | 0.33482 |  |  | 21248640 | 21248640 | 21248640 | 21248640 | 21248640
2022-07-03 | 1240 | 0 | 0 | 0 | 0 |  | 332385.9423 | 0 | 0 | 0 | 0 | 461647.1421 | 0 | 0 | 0 | 0 | 5149147.1421 | 4687500 | 4687500 | 4687500 | 4687500 |  | 0.3678 | 0.33482 | 0.33482 | 0.33482 | 0.33482 |  |  | 21248640 | 21248640 | 21248640 | 21248640 | 21248640
2022-07-04 | 1880 | 0 | 0 | 0 | 1059.8195 |  | 503939.977 | 0 | 0 | 0 | 284087.991 | 699916.6347 | 0 | 0 | 0 | 394566.6541 | 5387416.6347 | 4687500 | 4687500 | 4687500 | 5082066.6541 |  | 0.38482 | 0.33482 | 0.33482 | 0.33482 | 0.363 |  |  | 21248640 | 21248640 | 21248640 | 21248640 | 21248640
2022-07-05 | 5320 | 0 | 3827.7976 | 1729.1176 | 2166.2684 |  | 1426042.9136 | 0 | 1026053.3123 | 463495.4753 | 580675.138 | 1980615.1578 | 0 | 1425074.0448 | 643743.7156 | 806493.2472 | 6668115.1578 | 4687500 | 6112574.0448 | 5331243.7156 | 5493993.2472 |  | 0.47629 | 0.33482 | 0.43661 | 0.3808 | 0.39243 |  |  | 21248640 | 21248640 | 21248640 | 21248640 | 21248640
2022-07-06 | 2720 | 0 | 3597.5907 | 0 | 3536.336 |  | 729104.6476 | 0 | 964345.6154 | 0 | 947926.101 | 1012645.3439 | 0 | 1339368.9103 | 0 | 1316564.0292 | 5700145.3439 | 4687500 | 6026868.9103 | 4687500 | 6004064.0292 |  | 0.40715 | 0.33482 | 0.43049 | 0.33482 | 0.42886 |  |  | 21248640 | 21248640 | 21248640 | 21248640 | 21248640
2022-07-07 | 0 | 40 | 103.0235 | 940.6 | 817.9454 |  | 0 | 10722.1272 | 27615.7888 | 252130.8232 | 219252.8527 | 0 | 14891.8433 | 38355.2622 | 350181.6989 | 304517.851 | 4687500 | 4702391.8433 | 4725855.2622 | 5037681.6989 | 4992017.851 |  | 0.33482 | 0.33589 | 0.33756 | 0.35983 | 0.35657 |  |  | 21248640 | 21248640 | 21248640 | 21248640 | 21248640
2022-07-08 | 0 | 0 | 0 | 0 | 945.3451 |  | 0 | 0 | 0 | 0 | 253402.7493 | 0 | 0 | 0 | 0 | 351948.263 | 4687500 | 4687500 | 4687500 | 4687500 | 5039448.263 |  | 0.33482 | 0.33482 | 0.33482 | 0.33482 | 0.35996 |  |  | 21248640 | 21248640 | 21248640 | 21248640 | 21248640
2022-07-09 | 0 | 200 | 1605.5276 | 1427.5426 | 781.4833 |  | 0 | 53610.6359 | 430366.7729 | 382657.3299 | 209479.0752 | 0 | 74459.2165 | 597731.629 | 531468.5138 | 290943.16 | 4687500 | 4761959.2165 | 5285231.629 | 5218968.5138 | 4978443.16 |  | 0.33482 | 0.34014 | 0.37752 | 0.37278 | 0.3556 |  |  | 21248640 | 21248640 | 21248640 | 21248640 | 21248640
2022-07-10 | 0 | 240 | 1729.3499 | 0 | 731.2272 |  | 0 | 64332.763 | 463557.7306 | 0 | 196007.7838 | 0 | 89351.0598 | 643830.1814 | 0 | 272233.0331 | 4687500 | 4776851.0598 | 5331330.1814 | 4687500 | 4959733.0331 |  | 0.33482 | 0.3412 | 0.38081 | 0.33482 | 0.35427 |  |  | 21248640 | 21248640 | 21248640 | 21248640 | 21248640
2022-07-11 | 0 | 480 | 880.0609 | 2061.0818 | 0 |  | 0 | 128665.526 | 235903.1123 | 552479.5271 | 0 | 0 | 178702.1195 | 327643.2115 | 767332.6765 | 0 | 4687500 | 4866202.1195 | 5015143.2115 | 5454832.6765 | 4687500 |  | 0.33482 | 0.34759 | 0.35822 | 0.38963 | 0.33482 |  |  | 21248640 | 21248640 | 21248640 | 21248640 | 21248640
2022-07-12 | 0 | 800 | 0 | 847.8321 | 0 |  | 0 | 214442.5434 | 0 | 227264.0999 | 0 | 0 | 297836.8658 | 0 | 315644.5832 | 0 | 4687500 | 4985336.8658 | 4687500 | 5003144.5832 | 4687500 |  | 0.33482 | 0.3561 | 0.33482 | 0.35737 | 0.33482 |  |  | 21248640 | 21248640 | 21248640 | 21248640 | 21248640
2022-07-13 | 0 | 0 | 0 | 389.1275 | 0 |  | 0 | 0 | 0 | 104306.8696 | 0 | 0 | 0 | 0 | 144870.6523 | 0 | 4687500 | 4687500 | 4687500 | 4832370.6523 | 4687500 |  | 0.33482 | 0.33482 | 0.33482 | 0.34517 | 0.33482 |  |  | 21248640 | 21248640 | 21248640 | 21248640 | 21248640
2022-07-14 | 0 | 0 | 1055.277 | 0 | 1471.3529 |  | 0 | 0 | 282870.3634 | 0 | 394400.8342 | 0 | 0 | 392875.5047 | 0 | 547778.9363 | 4687500 | 4687500 | 5080375.5047 | 4687500 | 5235278.9363 |  | 0.33482 | 0.33482 | 0.36288 | 0.33482 | 0.37395 |  |  | 21248640 | 21248640 | 21248640 | 21248640 | 21248640
2022-07-15 | 0 | 0 | 0 | 0 | 617.48 |  | 0 | 0 | 0 | 0 | 165517.4721 | 0 | 0 | 0 | 0 | 229885.3779 | 4687500 | 4687500 | 4687500 | 4687500 | 4917385.3779 |  | 0.33482 | 0.33482 | 0.33482 | 0.33482 | 0.35124 |  |  | 21248640 | 21248640 | 21248640 | 21248640 | 21248640
2022-07-16 | 0 | 0 | 1577.2899 | 0 | 3094.6656 |  | 0 | 0 | 422797.5752 | 0 | 829534.9494 | 0 | 0 | 587218.8544 | 0 | 1152131.8741 | 4687500 | 4687500 | 5274718.8544 | 4687500 | 5839631.8741 |  | 0.33482 | 0.33482 | 0.37677 | 0.33482 | 0.41712 |  |  | 21248640 | 21248640 | 21248640 | 21248640 | 21248640
2022-07-17 | 0 | 0 | 0 | 0 | 0 |  | 0 | 0 | 0 | 0 | 0 | 0 | 0 | 0 | 0 | 0 | 4687500 | 4687500 | 4687500 | 4687500 | 4687500 |  | 0.33482 | 0.33482 | 0.33482 | 0.33482 | 0.33482 |  |  | 21248640 | 21248640 | 21248640 | 21248640 | 21248640
2022-07-18 | 7400 | 0 | 6756.8285 | 1286.361 | 7772.8643 |  | 1983593.5265 | 0 | 1811189.3711 | 344813.1607 | 2083540.9779 | 2754991.009 | 0 | 2515540.7932 | 478907.1676 | 2893806.9138 | 7442491.009 | 4687500 | 7203040.7932 | 5166407.1676 | 7581306.9138 |  | 0.53161 | 0.33482 | 0.5145 | 0.36903 | 0.54152 |  |  | 21248640 | 21248640 | 21248640 | 21248640 | 21248640
2022-07-19 | 360 | 0 | 0 | 1047.5988 | 0 |  | 96499.1445 | 0 | 0 | 280812.1877 | 0 | 134026.5896 | 0 | 0 | 390016.9273 | 0 | 4821526.5896 | 4687500 | 4687500 | 5077516.9273 | 4687500 |  | 0.34439 | 0.33482 | 0.33482 | 0.36268 | 0.33482 |  |  | 21248640 | 21248640 | 21248640 | 21248640 | 21248640
2022-07-20 | 0 | 120 | 0 | 1080.2631 | 1168.4172 |  | 0 | 32166.3815 | 0 | 289567.9506 | 313197.9384 | 0 | 44675.5299 | 0 | 402177.7092 | 434997.1367 | 4687500 | 4732175.5299 | 4687500 | 5089677.7092 | 5122497.1367 |  | 0.33482 | 0.33801 | 0.33482 | 0.36355 | 0.36589 |  |  | 21248640 | 21248640 | 21248640 | 21248640 | 21248640
2022-07-21 | 0 | 0 | 0 | 0 | 0 |  | 0 | 0 | 0 | 0 | 0 | 0 | 0 | 0 | 0 | 0 | 4687500 | 4687500 | 4687500 | 4687500 | 4687500 |  | 0.33482 | 0.33482 | 0.33482 | 0.33482 | 0.33482 |  |  | 21248640 | 21248640 | 21248640 | 21248640 | 21248640
2022-07-22 | 1600 | 0 | 1862.3557 | 917.5654 | 3512.3 |  | 428885.0868 | 0 | 499210.3572 | 245956.3191 | 941483.1724 | 595673.7317 | 0 | 693347.7184 | 341605.9987 | 1307615.5172 | 5283173.7317 | 4687500 | 5380847.7184 | 5029105.9987 | 5995115.5172 |  | 0.37737 | 0.33482 | 0.38435 | 0.35922 | 0.42822 |  |  | 21248640 | 21248640 | 21248640 | 21248640 | 21248640
2022-07-23 | 3640 | 1680 | 3617.4557 | 0 | 3042.832 |  | 975713.5725 | 450329.3411 | 969670.4972 | 0 | 815640.7955 | 1355157.7396 | 625457.4183 | 1346764.5794 | 0 | 1132834.4382 | 6042657.7396 | 5312957.4183 | 6034264.5794 | 4687500 | 5820334.4382 |  | 0.43162 | 0.3795 | 0.43102 | 0.33482 | 0.41574 |  |  | 21248640 | 21248640 | 21248640 | 21248640 | 21248640
2022-07-24 | 120 | 800 | 56.7964 | 0 | 0 |  | 32166.3815 | 214442.5434 | 15224.461 | 0 | 0 | 44675.5299 | 297836.8658 | 21145.0847 | 0 | 0 | 4732175.5299 | 4985336.8658 | 4708645.0847 | 4687500 | 4687500 |  | 0.33801 | 0.3561 | 0.33633 | 0.33482 | 0.33482 |  |  | 21248640 | 21248640 | 21248640 | 21248640 | 21248640
2022-07-25 | 0 | 840 | 626.4368 | 2318.7636 | 0 |  | 0 | 225164.6706 | 167918.3817 | 621551.9563 | 0 | 0 | 312728.7091 | 233219.9745 | 863266.606 | 0 | 4687500 | 5000228.7091 | 4920719.9745 | 5550766.606 | 4687500 |  | 0.33482 | 0.35716 | 0.35148 | 0.39648 | 0.33482 |  |  | 21248640 | 21248640 | 21248640 | 21248640 | 21248640
2022-07-26 | 0 | 0 | 942.949 | 0 | 0 |  | 0 | 0 | 252760.4764 | 0 | 0 | 0 | 0 | 351056.2172 | 0 | 0 | 4687500 | 4687500 | 5038556.2172 | 4687500 | 4687500 |  | 0.33482 | 0.33482 | 0.3599 | 0.33482 | 0.33482 |  |  | 21248640 | 21248640 | 21248640 | 21248640 | 21248640
2022-07-27 | 0 | 0 | 0 | 0 | 0 |  | 0 | 0 | 0 | 0 | 0 | 0 | 0 | 0 | 0 | 0 | 4687500 | 4687500 | 4687500 | 4687500 | 4687500 |  | 0.33482 | 0.33482 | 0.33482 | 0.33482 | 0.33482 |  |  | 21248640 | 21248640 | 21248640 | 21248640 | 21248640
2022-07-28 | 0 | 0 | 593.721 | 1107.5304 | 1376.1356 |  | 0 | 0 | 159148.7951 | 296877.0568 | 368877.5277 | 0 | 0 | 221039.9931 | 412329.2456 | 512329.8996 | 4687500 | 4687500 | 4908539.9931 | 5099829.2456 | 5199829.8996 |  | 0.33482 | 0.33482 | 0.35061 | 0.36427 | 0.37142 |  |  | 21248640 | 21248640 | 21248640 | 21248640 | 21248640
2022-07-29 | 0 | 0 | 172.4125 | 0 | 0 |  | 0 | 0 | 46215.7096 | 0 | 0 | 0 | 0 | 64188.4856 | 0 | 0 | 4687500 | 4687500 | 4751688.4856 | 4687500 | 4687500 |  | 0.33482 | 0.33482 | 0.33941 | 0.33482 | 0.33482 |  |  | 21248640 | 21248640 | 21248640 | 21248640 | 21248640
2022-07-30 | 0 | 0 | 1773.1948 | 0 | 0 |  | 0 | 0 | 475310.508 | 0 | 0 | 0 | 0 | 660153.4833 | 0 | 0 | 4687500 | 4687500 | 5347653.4833 | 4687500 | 4687500 |  | 0.33482 | 0.33482 | 0.38198 | 0.33482 | 0.33482 |  |  | 21248640 | 21248640 | 21248640 | 21248640 | 21248640
2022-07-31 | 0 | 0 | 654.3195 | 0 | 1059.3134 |  | 0 | 0 | 175392.4094 | 0 | 283952.3157 | 0 | 0 | 243600.5687 | 0 | 394378.2163 | 4687500 | 4687500 | 4931100.5687 | 4687500 | 5081878.2163 |  | 0.33482 | 0.33482 | 0.35222 | 0.33482 | 0.36299 |  |  | 21248640 | 21248640 | 21248640 | 21248640 | 21248640
2022-08-01 | 0 | 0 | 0 | 0 | 0 |  | 0 | 0 | 0 | 0 | 0 | 0 | 0 | 0 | 0 | 0 | 4687500 | 4687500 | 4687500 | 4687500 | 4687500 |  | 0.33482 | 0.33482 | 0.33482 | 0.33482 | 0.33482 |  |  | 19877760 | 19877760 | 19877760 | 19877760 | 19877760
2022-08-02 | 0 | 0 | 151.527 | 0 | 0 |  | 0 | 0 | 40617.2956 | 0 | 0 | 0 | 0 | 56412.9105 | 0 | 0 | 4687500 | 4687500 | 4743912.9105 | 4687500 | 4687500 |  | 0.33482 | 0.33482 | 0.33885 | 0.33482 | 0.33482 |  |  | 19877760 | 19877760 | 19877760 | 19877760 | 19877760
2022-08-03 | 0 | 0 | 0 | 0 | 0 |  | 0 | 0 | 0 | 0 | 0 | 0 | 0 | 0 | 0 | 0 | 4687500 | 4687500 | 4687500 | 4687500 | 4687500 |  | 0.33482 | 0.33482 | 0.33482 | 0.33482 | 0.33482 |  |  | 19877760 | 19877760 | 19877760 | 19877760 | 19877760
2022-08-04 | 0 | 0 | 567.1629 | 0 | 0 |  | 0 | 0 | 152029.8139 | 0 | 0 | 0 | 0 | 211152.5193 | 0 | 0 | 4687500 | 4687500 | 4898652.5193 | 4687500 | 4687500 |  | 0.33482 | 0.33482 | 0.3499 | 0.33482 | 0.33482 |  |  | 19877760 | 19877760 | 19877760 | 19877760 | 19877760
2022-08-05 | 0 | 0 | 0 | 217.8516 | 0 |  | 0 | 0 | 0 | 58395.8216 | 0 | 0 | 0 | 0 | 81105.3078 | 0 | 4687500 | 4687500 | 4687500 | 4768605.3078 | 4687500 |  | 0.33482 | 0.33482 | 0.33482 | 0.34061 | 0.33482 |  |  | 19877760 | 19877760 | 19877760 | 19877760 | 19877760
2022-08-06 | 0 | 640 | 0 | 569.7879 | 693.6516 |  | 0 | 171554.0347 | 0 | 152733.4714 | 185935.5251 | 0 | 238269.4927 | 0 | 212129.8214 | 258243.7849 | 4687500 | 4925769.4927 | 4687500 | 4899629.8214 | 4945743.7849 |  | 0.33482 | 0.35184 | 0.33482 | 0.34997 | 0.35327 |  |  | 19877760 | 19877760 | 19877760 | 19877760 | 19877760
2022-08-07 | 0 | 2920 | 0 | 4188.306 | 0 |  | 0 | 782715.2834 | 0 | 1122688.7308 | 0 | 0 | 1087104.5603 | 0 | 1559289.9039 | 0 | 4687500 | 5774604.5603 | 4687500 | 6246789.9039 | 4687500 |  | 0.33482 | 0.41247 | 0.33482 | 0.4462 | 0.33482 |  |  | 19877760 | 19877760 | 19877760 | 19877760 | 19877760
2022-08-08 | 0 | 4880 | 0 | 4440.7615 | 0 |  | 0 | 1308099.5148 | 0 | 1190360.2283 | 0 | 0 | 1816804.8816 | 0 | 1653278.0949 | 0 | 4687500 | 6504304.8816 | 4687500 | 6340778.0949 | 4687500 |  | 0.33482 | 0.46459 | 0.33482 | 0.45291 | 0.33482 |  |  | 19877760 | 19877760 | 19877760 | 19877760 | 19877760
2022-08-09 | 0 | 360 | 146.7419 | 958.6918 | 0 |  | 0 | 96499.1445 | 39334.6462 | 256980.3735 | 0 | 0 | 134026.5896 | 54631.453 | 356917.1854 | 0 | 4687500 | 4821526.5896 | 4742131.453 | 5044417.1854 | 4687500 |  | 0.33482 | 0.34439 | 0.33872 | 0.36032 | 0.33482 |  |  | 19877760 | 19877760 | 19877760 | 19877760 | 19877760
2022-08-10 | 0 | 0 | 0 | 0 | 0 |  | 0 | 0 | 0 | 0 | 0 | 0 | 0 | 0 | 0 | 0 | 4687500 | 4687500 | 4687500 | 4687500 | 4687500 |  | 0.33482 | 0.33482 | 0.33482 | 0.33482 | 0.33482 |  |  | 19877760 | 19877760 | 19877760 | 19877760 | 19877760
2022-08-11 | 0 | 0 | 0 | 0 | 0 |  | 0 | 0 | 0 | 0 | 0 | 0 | 0 | 0 | 0 | 0 | 4687500 | 4687500 | 4687500 | 4687500 | 4687500 |  | 0.33482 | 0.33482 | 0.33482 | 0.33482 | 0.33482 |  |  | 19877760 | 19877760 | 19877760 | 19877760 | 19877760
2022-08-12 | 0 | 0 | 0 | 0 | 713.4479 |  | 0 | 0 | 0 | 0 | 191241.9777 | 0 | 0 | 0 | 0 | 265613.8579 | 4687500 | 4687500 | 4687500 | 4687500 | 4953113.8579 |  | 0.33482 | 0.33482 | 0.33482 | 0.33482 | 0.35379 |  |  | 19877760 | 19877760 | 19877760 | 19877760 | 19877760
2022-08-13 | 0 | 0 | 472.0197 | 0 | 0 |  | 0 | 0 | 126526.373 | 0 | 0 | 0 | 0 | 175731.0737 | 0 | 0 | 4687500 | 4687500 | 4863231.0737 | 4687500 | 4687500 |  | 0.33482 | 0.33482 | 0.34737 | 0.33482 | 0.33482 |  |  | 19877760 | 19877760 | 19877760 | 19877760 | 19877760
2022-08-14 | 0 | 0 | 0 | 1761.022 | 0 |  | 0 | 0 | 0 | 472047.5487 | 0 | 0 | 0 | 0 | 655621.5954 | 0 | 4687500 | 4687500 | 4687500 | 5343121.5954 | 4687500 |  | 0.33482 | 0.33482 | 0.33482 | 0.38165 | 0.33482 |  |  | 19877760 | 19877760 | 19877760 | 19877760 | 19877760
2022-08-15 | 0 | 0 | 891.0548 | 0 | 2336.6894 |  | 0 | 0 | 238850.0735 | 0 | 626357.0296 | 0 | 0 | 331736.2132 | 0 | 869940.3189 | 4687500 | 4687500 | 5019236.2132 | 4687500 | 5557440.3189 |  | 0.33482 | 0.33482 | 0.35852 | 0.33482 | 0.39696 |  |  | 19877760 | 19877760 | 19877760 | 19877760 | 19877760
2022-08-16 | 0 | 0 | 597.2167 | 264.59 | 2148.3025 |  | 0 | 0 | 160085.8388 | 70924.1963 | 575859.318 | 0 | 0 | 222341.4428 | 98505.8282 | 799804.6083 | 4687500 | 4687500 | 4909841.4428 | 4786005.8282 | 5487304.6083 |  | 0.33482 | 0.33482 | 0.3507 | 0.34186 | 0.39195 |  |  | 19877760 | 19877760 | 19877760 | 19877760 | 19877760
2022-08-17 | 0 | 0 | 0 | 1235.4089 | 0 |  | 0 | 0 | 0 | 331155.2734 | 0 | 0 | 0 | 0 | 459937.8798 | 0 | 4687500 | 4687500 | 4687500 | 5147437.8798 | 4687500 |  | 0.33482 | 0.33482 | 0.33482 | 0.36767 | 0.33482 |  |  | 19877760 | 19877760 | 19877760 | 19877760 | 19877760
2022-08-18 | 0 | 0 | 0 | 0 | 0 |  | 0 | 0 | 0 | 0 | 0 | 0 | 0 | 0 | 0 | 0 | 4687500 | 4687500 | 4687500 | 4687500 | 4687500 |  | 0.33482 | 0.33482 | 0.33482 | 0.33482 | 0.33482 |  |  | 19877760 | 19877760 | 19877760 | 19877760 | 19877760
2022-08-19 | 0 | 0 | 0 | 0 | 0 |  | 0 | 0 | 0 | 0 | 0 | 0 | 0 | 0 | 0 | 0 | 4687500 | 4687500 | 4687500 | 4687500 | 4687500 |  | 0.33482 | 0.33482 | 0.33482 | 0.33482 | 0.33482 |  |  | 19877760 | 19877760 | 19877760 | 19877760 | 19877760
2022-08-20 | 0 | 0 | 0 | 102.4621 | 0 |  | 0 | 0 | 0 | 27465.3042 | 0 | 0 | 0 | 0 | 38146.2558 | 0 | 4687500 | 4687500 | 4687500 | 4725646.2558 | 4687500 |  | 0.33482 | 0.33482 | 0.33482 | 0.33755 | 0.33482 |  |  | 19877760 | 19877760 | 19877760 | 19877760 | 19877760
2022-08-21 | 0 | 0 | 0 | 758.8633 | 0 |  | 0 | 0 | 0 | 203415.7317 | 0 | 0 | 0 | 0 | 282521.8496 | 0 | 4687500 | 4687500 | 4687500 | 4970021.8496 | 4687500 |  | 0.33482 | 0.33482 | 0.33482 | 0.355 | 0.33482 |  |  | 19877760 | 19877760 | 19877760 | 19877760 | 19877760
2022-08-22 | 0 | 0 | 0 | 0 | 0 |  | 0 | 0 | 0 | 0 | 0 | 0 | 0 | 0 | 0 | 0 | 4687500 | 4687500 | 4687500 | 4687500 | 4687500 |  | 0.33482 | 0.33482 | 0.33482 | 0.33482 | 0.33482 |  |  | 19877760 | 19877760 | 19877760 | 19877760 | 19877760
2022-08-23 | 0 | 0 | 580.3167 | 0 | 0 |  | 0 | 0 | 155555.7439 | 0 | 0 | 0 | 0 | 216049.6443 | 0 | 0 | 4687500 | 4687500 | 4903549.6443 | 4687500 | 4687500 |  | 0.33482 | 0.33482 | 0.35025 | 0.33482 | 0.33482 |  |  | 19877760 | 19877760 | 19877760 | 19877760 | 19877760
2022-08-24 | 0 | 0 | 996.509 | 210.1637 | 1499.6826 |  | 0 | 0 | 267117.4025 | 56335.0512 | 401994.6964 | 0 | 0 | 370996.3924 | 78243.1267 | 558325.9672 | 4687500 | 4687500 | 5058496.3924 | 4765743.1267 | 5245825.9672 |  | 0.33482 | 0.33482 | 0.36132 | 0.34041 | 0.3747 |  |  | 19877760 | 19877760 | 19877760 | 19877760 | 19877760
2022-08-25 | 0 | 0 | 884.3837 | 1350.0388 | 0 |  | 0 | 0 | 237061.8499 | 361882.205 | 0 | 0 | 0 | 329252.5694 | 502614.1736 | 0 | 4687500 | 4687500 | 5016752.5694 | 5190114.1736 | 4687500 |  | 0.33482 | 0.33482 | 0.35834 | 0.37072 | 0.33482 |  |  | 19877760 | 19877760 | 19877760 | 19877760 | 19877760
2022-08-26 | 0 | 0 | 0 | 0 | 0 |  | 0 | 0 | 0 | 0 | 0 | 0 | 0 | 0 | 0 | 0 | 4687500 | 4687500 | 4687500 | 4687500 | 4687500 |  | 0.33482 | 0.33482 | 0.33482 | 0.33482 | 0.33482 |  |  | 19877760 | 19877760 | 19877760 | 19877760 | 19877760
2022-08-27 | 0 | 560 | 0 | 0 | 0 |  | 0 | 150109.7804 | 0 | 0 | 0 | 0 | 208485.8061 | 0 | 0 | 0 | 4687500 | 4895985.8061 | 4687500 | 4687500 | 4687500 |  | 0.33482 | 0.34971 | 0.33482 | 0.33482 | 0.33482 |  |  | 19877760 | 19877760 | 19877760 | 19877760 | 19877760
2022-08-28 | 80 | 2080 | 866.5495 | 1730.9917 | 1315.3478 |  | 21444.2543 | 557550.6129 | 232281.3525 | 463997.8213 | 352583.1622 | 29783.6866 | 774375.8512 | 322612.9896 | 644441.4185 | 489698.8364 | 4717283.6866 | 5461875.8512 | 5010112.9896 | 5331941.4185 | 5177198.8364 |  | 0.33695 | 0.39013 | 0.35787 | 0.38085 | 0.3698 |  |  | 19877760 | 19877760 | 19877760 | 19877760 | 19877760
2022-08-29 | 1560 | 6680 | 1261.5264 | 6835.8345 | 1507.3942 |  | 418162.9596 | 1790595.2374 | 338156.1685 | 1832367.1674 | 404061.8156 | 580781.8884 | 2486937.8298 | 469661.3451 | 2544954.3992 | 561196.9662 | 5268281.8884 | 7174437.8298 | 5157161.3451 | 7232454.3992 | 5248696.9662 |  | 0.37631 | 0.51246 | 0.36837 | 0.5166 | 0.37491 |  |  | 19877760 | 19877760 | 19877760 | 19877760 | 19877760
2022-08-30 | 720 | 5200 | 864.1568 | 5382.1221 | 2304.8158 |  | 192998.2891 | 1393876.5321 | 231639.9695 | 1442694.9502 | 617813.2149 | 268053.1793 | 1935939.628 | 321722.1799 | 2003742.9863 | 858073.9096 | 4955553.1793 | 6623439.628 | 5009222.1799 | 6691242.9863 | 5545573.9096 |  | 0.35397 | 0.4731 | 0.3578 | 0.47795 | 0.39611 |  |  | 19877760 | 19877760 | 19877760 | 19877760 | 19877760
2022-08-31 | 2120 | 1200 | 1973.8912 | 0 | 2692.6839 |  | 568272.74 | 321663.8151 | 529107.8029 | 0 | 721782.489 | 789267.6945 | 446755.2988 | 734871.9485 | 0 | 1002475.6791 | 5476767.6945 | 5134255.2988 | 5422371.9485 | 4687500 | 5689975.6791 |  | 0.3912 | 0.36673 | 0.38731 | 0.33482 | 0.40643 |  |  | 19877760 | 19877760 | 19877760 | 19877760 | 19877760
2022-09-01 | 640 | 3160 | 0 | 2949.6949 | 0 |  | 171554.0347 | 847048.0464 | 0 | 790675.1079 | 0 | 238269.4927 | 1176455.6201 | 0 | 1098159.8721 | 0 | 4925769.4927 | 5863955.6201 | 4687500 | 5785659.8721 | 4687500 |  | 0.35184 | 0.41885 | 0.33482 | 0.41326 | 0.33482 |  |  | 17136000 | 17136000 | 17136000 | 17136000 | 17136000
2022-09-02 | 1240 | 160 | 2805.9879 | 0 | 248.9032 |  | 332385.9423 | 42888.5087 | 752153.982 | 0 | 66719.2807 | 461647.1421 | 59567.3732 | 1044658.3083 | 0 | 92665.6676 | 5149147.1421 | 4747067.3732 | 5732158.3083 | 4687500 | 4780165.6676 |  | 0.3678 | 0.33908 | 0.40944 | 0.33482 | 0.34144 |  |  | 17136000 | 17136000 | 17136000 | 17136000 | 17136000
2022-09-03 | 0 | 480 | 1090.2594 | 0 | 2442.5169 |  | 0 | 128665.526 | 292247.4977 | 0 | 654724.4174 | 0 | 178702.1195 | 405899.3024 | 0 | 909339.4686 | 4687500 | 4866202.1195 | 5093399.3024 | 4687500 | 5596839.4686 |  | 0.33482 | 0.34759 | 0.36381 | 0.33482 | 0.39977 |  |  | 17136000 | 17136000 | 17136000 | 17136000 | 17136000
2022-09-04 | 0 | 0 | 485.8375 | 0 | 1913.5769 |  | 0 | 0 | 130230.2768 | 0 | 512940.3701 | 0 | 0 | 180875.3845 | 0 | 712417.1808 | 4687500 | 4687500 | 4868375.3845 | 4687500 | 5399917.1808 |  | 0.33482 | 0.33482 | 0.34774 | 0.33482 | 0.38571 |  |  | 17136000 | 17136000 | 17136000 | 17136000 | 17136000
2022-09-05 | 0 | 320 | 517.6616 | 2018.9372 | 0 |  | 0 | 85777.0174 | 138760.8427 | 541182.544 | 0 | 0 | 119134.7463 | 192723.3927 | 751642.4222 | 0 | 4687500 | 4806634.7463 | 4880223.3927 | 5439142.4222 | 4687500 |  | 0.33482 | 0.34333 | 0.34859 | 0.38851 | 0.33482 |  |  | 17136000 | 17136000 | 17136000 | 17136000 | 17136000
2022-09-06 | 0 | 0 | 0 | 0 | 0 |  | 0 | 0 | 0 | 0 | 0 | 0 | 0 | 0 | 0 | 0 | 4687500 | 4687500 | 4687500 | 4687500 | 4687500 |  | 0.33482 | 0.33482 | 0.33482 | 0.33482 | 0.33482 |  |  | 17136000 | 17136000 | 17136000 | 17136000 | 17136000
2022-09-07 | 0 | 5920 | 0 | 4825.5985 | 0 |  | 0 | 1586874.8212 | 0 | 1293517.025 | 0 | 0 | 2203992.8072 | 0 | 1796551.4236 | 0 | 4687500 | 6891492.8072 | 4687500 | 6484051.4236 | 4687500 |  | 0.33482 | 0.49225 | 0.33482 | 0.46315 | 0.33482 |  |  | 17136000 | 17136000 | 17136000 | 17136000 | 17136000
2022-09-08 | 0 | 2600 | 1324.0489 | 3111.9047 | 0 |  | 0 | 696938.2661 | 354915.5131 | 834155.9533 | 0 | 0 | 967969.814 | 492938.2127 | 1158549.9352 | 0 | 4687500 | 5655469.814 | 5180438.2127 | 5846049.9352 | 4687500 |  | 0.33482 | 0.40396 | 0.37003 | 0.41757 | 0.33482 |  |  | 17136000 | 17136000 | 17136000 | 17136000 | 17136000
2022-09-09 | 0 | 280 | 618.8187 | 0 | 599.4826 |  | 0 | 75054.8902 | 165876.3123 | 0 | 160693.2217 | 0 | 104242.903 | 230383.7671 | 0 | 223185.0302 | 4687500 | 4791742.903 | 4917883.7671 | 4687500 | 4910685.0302 |  | 0.33482 | 0.34227 | 0.35128 | 0.33482 | 0.35076 |  |  | 17136000 | 17136000 | 17136000 | 17136000 | 17136000
2022-09-10 | 0 | 0 | 0 | 672.6858 | 0 |  | 0 | 0 | 0 | 180315.5626 | 0 | 0 | 0 | 0 | 250438.2814 | 0 | 4687500 | 4687500 | 4687500 | 4937938.2814 | 4687500 |  | 0.33482 | 0.33482 | 0.33482 | 0.35271 | 0.33482 |  |  | 17136000 | 17136000 | 17136000 | 17136000 | 17136000
2022-09-11 | 0 | 0 | 94.962 | 552.5854 | 0 |  | 0 | 0 | 25454.8616 | 148122.2723 | 0 | 0 | 0 | 35353.9744 | 205725.3783 | 0 | 4687500 | 4687500 | 4722853.9744 | 4893225.3783 | 4687500 |  | 0.33482 | 0.33482 | 0.33735 | 0.34952 | 0.33482 |  |  | 17136000 | 17136000 | 17136000 | 17136000 | 17136000
2022-09-12 | 0 | 0 | 0 | 0 | 0 |  | 0 | 0 | 0 | 0 | 0 | 0 | 0 | 0 | 0 | 0 | 4687500 | 4687500 | 4687500 | 4687500 | 4687500 |  | 0.33482 | 0.33482 | 0.33482 | 0.33482 | 0.33482 |  |  | 17136000 | 17136000 | 17136000 | 17136000 | 17136000
2022-09-13 | 0 | 0 | 182.8669 | 0 | 0 |  | 0 | 0 | 49018.0474 | 0 | 0 | 0 | 0 | 68080.6214 | 0 | 0 | 4687500 | 4687500 | 4755580.6214 | 4687500 | 4687500 |  | 0.33482 | 0.33482 | 0.33968 | 0.33482 | 0.33482 |  |  | 17136000 | 17136000 | 17136000 | 17136000 | 17136000
2022-09-14 | 0 | 0 | 0 | 0 | 296.4565 |  | 0 | 0 | 0 | 0 | 79466.0993 | 0 | 0 | 0 | 0 | 110369.5824 | 4687500 | 4687500 | 4687500 | 4687500 | 4797869.5824 |  | 0.33482 | 0.33482 | 0.33482 | 0.33482 | 0.3427 |  |  | 17136000 | 17136000 | 17136000 | 17136000 | 17136000
2022-09-15 | 0 | 400 | 0 | 1031.5277 | 0 |  | 0 | 107221.2717 | 0 | 276504.2781 | 0 | 0 | 148918.4329 | 0 | 384033.7196 | 0 | 4687500 | 4836418.4329 | 4687500 | 5071533.7196 | 4687500 |  | 0.33482 | 0.34546 | 0.33482 | 0.36225 | 0.33482 |  |  | 17136000 | 17136000 | 17136000 | 17136000 | 17136000
2022-09-16 | 0 | 800 | 0 | 0 | 223.9048 |  | 0 | 214442.5434 | 0 | 0 | 60018.4016 | 0 | 297836.8658 | 0 | 0 | 83358.8911 | 4687500 | 4985336.8658 | 4687500 | 4687500 | 4770858.8911 |  | 0.33482 | 0.3561 | 0.33482 | 0.33482 | 0.34078 |  |  | 17136000 | 17136000 | 17136000 | 17136000 | 17136000
2022-09-17 | 0 | 560 | 1561.1548 | 2238.4454 | 2891.0117 |  | 0 | 150109.7804 | 418472.5001 | 600022.4006 | 774944.8802 | 0 | 208485.8061 | 581211.8057 | 833364.4453 | 1076312.3335 | 4687500 | 4895985.8061 | 5268711.8057 | 5520864.4453 | 5763812.3335 |  | 0.33482 | 0.34971 | 0.37634 | 0.39435 | 0.4117 |  |  | 17136000 | 17136000 | 17136000 | 17136000 | 17136000
2022-09-18 | 5280 | 9280 | 4988.7673 | 6445.0046 | 2568.0598 |  | 1415320.7865 | 2487533.5035 | 1337254.9461 | 1727603.9665 | 688376.5949 | 1965723.3145 | 3454907.6437 | 1857298.5362 | 2399449.9534 | 956078.604 | 6653223.3145 | 8142407.6437 | 6544798.5362 | 7086949.9534 | 5643578.604 |  | 0.47523 | 0.5816 | 0.46749 | 0.50621 | 0.40311 |  |  | 17136000 | 17136000 | 17136000 | 17136000 | 17136000
2022-09-19 | 80 | 10000 | 0 | 10000 | 0 |  | 21444.2543 | 2680531.7926 | 0 | 2680531.7926 | 0 | 29783.6866 | 3722960.823 | 0 | 3722960.823 | 0 | 4717283.6866 | 8410460.823 | 4687500 | 8410460.823 | 4687500 |  | 0.33695 | 0.60075 | 0.33482 | 0.60075 | 0.33482 |  |  | 17136000 | 17136000 | 17136000 | 17136000 | 17136000
2022-09-20 | 0 | 280 | 1133.9181 | 1007.2732 | 864.7043 |  | 0 | 75054.8902 | 303950.3501 | 270002.7752 | 231786.7269 | 0 | 104242.903 | 422153.264 | 375003.8545 | 321926.0096 | 4687500 | 4791742.903 | 5109653.264 | 5062503.8545 | 5009426.0096 |  | 0.33482 | 0.34227 | 0.36498 | 0.36161 | 0.35782 |  |  | 17136000 | 17136000 | 17136000 | 17136000 | 17136000
2022-09-21 | 400 | 840 | 178.9649 | 502.7923 | 0 |  | 107221.2717 | 225164.6706 | 47972.0989 | 134775.0735 | 0 | 148918.4329 | 312728.7091 | 66627.9152 | 187187.6021 | 0 | 4836418.4329 | 5000228.7091 | 4754127.9152 | 4874687.6021 | 4687500 |  | 0.34546 | 0.35716 | 0.33958 | 0.34819 | 0.33482 |  |  | 17136000 | 17136000 | 17136000 | 17136000 | 17136000
2022-09-22 | 2480 | 7960 | 1504.1677 | 6193.5278 | 0 |  | 664771.8846 | 2133703.3069 | 403196.944 | 1660194.8179 | 0 | 923294.2841 | 2963476.8151 | 559995.7556 | 2305826.136 | 0 | 5610794.2841 | 7650976.8151 | 5247495.7556 | 6993326.136 | 4687500 |  | 0.40077 | 0.5465 | 0.37482 | 0.49952 | 0.33482 |  |  | 17136000 | 17136000 | 17136000 | 17136000 | 17136000
2022-09-23 | 5880 | 5960 | 6332.2393 | 3539.1722 | 6408.2468 |  | 1576152.694 | 1597596.9484 | 1697376.8762 | 948686.3475 | 1717750.9357 | 2189100.9639 | 2218884.6505 | 2357467.8836 | 1317619.9271 | 2385765.1884 | 6876600.9639 | 6906384.6505 | 7044967.8836 | 6005119.9271 | 7073265.1884 |  | 0.49119 | 0.49331 | 0.50321 | 0.42894 | 0.50523 |  |  | 17136000 | 17136000 | 17136000 | 17136000 | 17136000
2022-09-24 | 320 | 2360 | 0 | 904.5249 | 0 |  | 85777.0174 | 632605.503 | 0 | 242460.7752 | 0 | 119134.7463 | 878618.7542 | 0 | 336751.0767 | 0 | 4806634.7463 | 5566118.7542 | 4687500 | 5024251.0767 | 4687500 |  | 0.34333 | 0.39758 | 0.33482 | 0.35888 | 0.33482 |  |  | 17136000 | 17136000 | 17136000 | 17136000 | 17136000
2022-09-25 | 120 | 320 | 0 | 593.013 | 0 |  | 32166.3815 | 85777.0174 | 0 | 158959.0171 | 0 | 44675.5299 | 119134.7463 | 0 | 220776.4126 | 0 | 4732175.5299 | 4806634.7463 | 4687500 | 4908276.4126 | 4687500 |  | 0.33801 | 0.34333 | 0.33482 | 0.35059 | 0.33482 |  |  | 17136000 | 17136000 | 17136000 | 17136000 | 17136000
2022-09-26 | 1640 | 0 | 0 | 0 | 0 |  | 439607.214 | 0 | 0 | 0 | 0 | 610565.575 | 0 | 0 | 0 | 0 | 5298065.575 | 4687500 | 4687500 | 4687500 | 4687500 |  | 0.37843 | 0.33482 | 0.33482 | 0.33482 | 0.33482 |  |  | 17136000 | 17136000 | 17136000 | 17136000 | 17136000
2022-09-27 | 0 | 0 | 0 | 0 | 1466.1775 |  | 0 | 0 | 0 | 0 | 393013.5482 | 0 | 0 | 0 | 0 | 545852.1503 | 4687500 | 4687500 | 4687500 | 4687500 | 5233352.1503 |  | 0.33482 | 0.33482 | 0.33482 | 0.33482 | 0.37381 |  |  | 17136000 | 17136000 | 17136000 | 17136000 | 17136000
2022-09-28 | 2480 | 0 | 2426.9337 | 0 | 2088.8258 |  | 664771.8846 | 0 | 650547.2907 | 0 | 559916.3956 | 923294.2841 | 0 | 903537.9038 | 0 | 777661.6606 | 5610794.2841 | 4687500 | 5591037.9038 | 4687500 | 5465161.6606 |  | 0.40077 | 0.33482 | 0.39936 | 0.33482 | 0.39037 |  |  | 17136000 | 17136000 | 17136000 | 17136000 | 17136000
2022-09-29 | 1120 | 0 | 0 | 0 | 1018.4103 |  | 300219.5608 | 0 | 0 | 0 | 272988.1089 | 416971.6122 | 0 | 0 | 0 | 379150.1513 | 5104471.6122 | 4687500 | 4687500 | 4687500 | 5066650.1513 |  | 0.36461 | 0.33482 | 0.33482 | 0.33482 | 0.3619 |  |  | 17136000 | 17136000 | 17136000 | 17136000 | 17136000
2022-09-30 | 0 | 0 | 0 | 0 | 0 |  | 0 | 0 | 0 | 0 | 0 | 0 | 0 | 0 | 0 | 0 | 4687500 | 4687500 | 4687500 | 4687500 | 4687500 |  | 0.33482 | 0.33482 | 0.33482 | 0.33482 | 0.33482 |  |  | 17136000 | 17136000 | 17136000 | 17136000 | 17136000
2022-10-01 | 0 | 0 | 0 | 0 | 755.4468 |  | 0 | 0 | 0 | 0 | 202499.9039 | 0 | 0 | 0 | 0 | 281249.8665 | 4687500 | 4687500 | 4687500 | 4687500 | 4968749.8665 |  | 0.33482 | 0.33482 | 0.33482 | 0.33482 | 0.35491 |  |  | 15079680 | 15079680 | 15079680 | 15079680 | 15079680
2022-10-02 | 0 | 0 | 0 | 113.0483 | 0 |  | 0 | 0 | 0 | 30302.9599 | 0 | 0 | 0 | 0 | 42087.4443 | 0 | 4687500 | 4687500 | 4687500 | 4729587.4443 | 4687500 |  | 0.33482 | 0.33482 | 0.33482 | 0.33783 | 0.33482 |  |  | 15079680 | 15079680 | 15079680 | 15079680 | 15079680
2022-10-03 | 10000 | 0 | 10000 | 0 | 10000 |  | 2680531.7926 | 0 | 2680531.7926 | 0 | 2680531.7926 | 3722960.823 | 0 | 3722960.823 | 0 | 3722960.823 | 8410460.823 | 4687500 | 8410460.823 | 4687500 | 8410460.823 |  | 0.60075 | 0.33482 | 0.60075 | 0.33482 | 0.60075 |  |  | 15079680 | 15079680 | 15079680 | 15079680 | 15079680
2022-10-04 | 1200 | 0 | 781.1776 | 1580.1832 | 0 |  | 321663.8151 | 0 | 209397.1399 | 423573.1374 | 0 | 446755.2988 | 0 | 290829.3609 | 588296.0241 | 0 | 5134255.2988 | 4687500 | 4978329.3609 | 5275796.0241 | 4687500 |  | 0.36673 | 0.33482 | 0.35559 | 0.37684 | 0.33482 |  |  | 15079680 | 15079680 | 15079680 | 15079680 | 15079680
2022-10-05 | 1840 | 0 | 2141.0441 | 1707.1055 | 2199.0124 |  | 493217.8498 | 0 | 573913.6852 | 457595.0693 | 589452.2627 | 685024.7914 | 0 | 797102.3405 | 635548.7074 | 818683.6983 | 5372524.7914 | 4687500 | 5484602.3405 | 5323048.7074 | 5506183.6983 |  | 0.38375 | 0.33482 | 0.39176 | 0.38022 | 0.3933 |  |  | 15079680 | 15079680 | 15079680 | 15079680 | 15079680
2022-10-06 | 80 | 800 | 1396.2587 | 0 | 0 |  | 21444.2543 | 214442.5434 | 374271.5915 | 0 | 0 | 29783.6866 | 297836.8658 | 519821.6549 | 0 | 0 | 4717283.6866 | 4985336.8658 | 5207321.6549 | 4687500 | 4687500 |  | 0.33695 | 0.3561 | 0.37195 | 0.33482 | 0.33482 |  |  | 15079680 | 15079680 | 15079680 | 15079680 | 15079680
2022-10-07 | 0 | 3120 | 0 | 1938.3472 | 1203.9933 |  | 0 | 836325.9193 | 0 | 519580.1273 | 322734.2213 | 0 | 1161563.7768 | 0 | 721639.0658 | 448241.974 | 4687500 | 5849063.7768 | 4687500 | 5409139.0658 | 5135741.974 |  | 0.33482 | 0.41779 | 0.33482 | 0.38637 | 0.36684 |  |  | 15079680 | 15079680 | 15079680 | 15079680 | 15079680
2022-10-08 | 280 | 1840 | 0 | 0 | 0 |  | 75054.8902 | 493217.8498 | 0 | 0 | 0 | 104242.903 | 685024.7914 | 0 | 0 | 0 | 4791742.903 | 5372524.7914 | 4687500 | 4687500 | 4687500 |  | 0.34227 | 0.38375 | 0.33482 | 0.33482 | 0.33482 |  |  | 15079680 | 15079680 | 15079680 | 15079680 | 15079680
2022-10-09 | 360 | 5280 | 2044.9772 | 6678.8248 | 2545.3861 |  | 96499.1445 | 1415320.7865 | 548162.6431 | 1790280.2291 | 682298.849 | 134026.5896 | 1965723.3145 | 761337.0043 | 2486500.3183 | 947637.2903 | 4821526.5896 | 6653223.3145 | 5448837.0043 | 7174000.3183 | 5635137.2903 |  | 0.34439 | 0.47523 | 0.3892 | 0.51243 | 0.40251 |  |  | 15079680 | 15079680 | 15079680 | 15079680 | 15079680
2022-10-10 | 3560 | 5400 | 1235.462 | 4837.4391 | 763.5136 |  | 954269.3181 | 1447487.168 | 331169.5184 | 1296690.921 | 204662.2455 | 1325374.053 | 2010398.8444 | 459957.6645 | 1800959.6125 | 284253.1188 | 6012874.053 | 6697898.8444 | 5147457.6645 | 6488459.6125 | 4971753.1188 |  | 0.42949 | 0.47842 | 0.36768 | 0.46346 | 0.35513 |  |  | 15079680 | 15079680 | 15079680 | 15079680 | 15079680
2022-10-11 | 3080 | 7520 | 2249.5666 | 4855.2824 | 792.3457 |  | 825603.7921 | 2015759.908 | 603003.4687 | 1301473.8764 | 212390.7881 | 1146671.9335 | 2799666.5389 | 837504.8176 | 1807602.6062 | 294987.2056 | 5834171.9335 | 7487166.5389 | 5525004.8176 | 6495102.6062 | 4982487.2056 |  | 0.41673 | 0.5348 | 0.39464 | 0.46394 | 0.35589 |  |  | 15079680 | 15079680 | 15079680 | 15079680 | 15079680
2022-10-12 | 6600 | 160 | 3836.0182 | 0 | 2339.7502 |  | 1769150.9831 | 42888.5087 | 1028256.8682 | 0 | 627177.4783 | 2457154.1432 | 59567.3732 | 1428134.5391 | 0 | 871079.831 | 7144654.1432 | 4747067.3732 | 6115634.5391 | 4687500 | 5558579.831 |  | 0.51033 | 0.33908 | 0.43683 | 0.33482 | 0.39704 |  |  | 15079680 | 15079680 | 15079680 | 15079680 | 15079680
2022-10-13 | 6280 | 120 | 3863.5553 | 0 | 1964.2579 |  | 1683373.9657 | 32166.3815 | 1035638.2831 | 0 | 526525.562 | 2338019.3968 | 44675.5299 | 1438386.5043 | 0 | 731285.5028 | 7025519.3968 | 4732175.5299 | 6125886.5043 | 4687500 | 5418785.5028 |  | 0.50182 | 0.33801 | 0.43756 | 0.33482 | 0.38706 |  |  | 15079680 | 15079680 | 15079680 | 15079680 | 15079680
2022-10-14 | 5680 | 0 | 4124.7835 | 0 | 4159.1738 |  | 1522542.0582 | 0 | 1105661.3403 | 0 | 1114879.7655 | 2114641.7475 | 0 | 1535640.7504 | 0 | 1548444.1188 | 6802141.7475 | 4687500 | 6223140.7504 | 4687500 | 6235944.1188 |  | 0.48587 | 0.33482 | 0.44451 | 0.33482 | 0.44542 |  |  | 15079680 | 15079680 | 15079680 | 15079680 | 15079680
2022-10-15 | 1280 | 0 | 50.4679 | 1637.0944 | 896.9994 |  | 343108.0694 | 0 | 13528.0713 | 438828.3556 | 240443.5473 | 476538.9853 | 0 | 18788.988 | 609483.8272 | 333949.3713 | 5164038.9853 | 4687500 | 4706288.988 | 5296983.8272 | 5021449.3713 |  | 0.36886 | 0.33482 | 0.33616 | 0.37836 | 0.35867 |  |  | 15079680 | 15079680 | 15079680 | 15079680 | 15079680
2022-10-16 | 3440 | 2840 | 5157.1722 | 3071.1327 | 4563.1726 |  | 922102.9366 | 761271.0291 | 1382396.4156 | 823226.8741 | 1223172.9224 | 1280698.5231 | 1057320.8737 | 1919995.0217 | 1143370.6585 | 1698851.2811 | 5968198.5231 | 5744820.8737 | 6607495.0217 | 5830870.6585 | 6386351.2811 |  | 0.4263 | 0.41034 | 0.47196 | 0.41649 | 0.45617 |  |  | 15079680 | 15079680 | 15079680 | 15079680 | 15079680
2022-10-17 | 5400 | 1280 | 6886.3727 | 2397.62 | 7869.5199 |  | 1447487.168 | 343108.0694 | 1845914.0965 | 642689.6654 | 2109449.8363 | 2010398.8444 | 476538.9853 | 2563769.5784 | 892624.5352 | 2929791.4393 | 6697898.8444 | 5164038.9853 | 7251269.5784 | 5580124.5352 | 7617291.4393 |  | 0.47842 | 0.36886 | 0.51795 | 0.39858 | 0.54409 |  |  | 15079680 | 15079680 | 15079680 | 15079680 | 15079680
2022-10-18 | 3360 | 4680 | 1061.4311 | 2674.9299 | 0 |  | 900658.6823 | 1254488.8789 | 284519.9796 | 717023.4711 | 0 | 1250914.8365 | 1742345.6652 | 395166.6384 | 995865.9321 | 0 | 5938414.8365 | 6429845.6652 | 5082666.6384 | 5683365.9321 | 4687500 |  | 0.42417 | 0.45927 | 0.36305 | 0.40595 | 0.33482 |  |  | 15079680 | 15079680 | 15079680 | 15079680 | 15079680
2022-10-19 | 9240 | 120 | 6611.2048 | 0 | 4600.1709 |  | 2476811.3763 | 32166.3815 | 1772154.4669 | 0 | 1233090.4356 | 3440015.8004 | 44675.5299 | 2461325.6485 | 0 | 1712625.6049 | 8127515.8004 | 4732175.5299 | 7148825.6485 | 4687500 | 6400125.6049 |  | 0.58054 | 0.33801 | 0.51063 | 0.33482 | 0.45715 |  |  | 15079680 | 15079680 | 15079680 | 15079680 | 15079680
2022-10-20 | 2160 | 2040 | 0 | 0 | 1761.9584 |  | 578994.8672 | 546828.4857 | 0 | 0 | 472298.5378 | 804159.5378 | 759484.0079 | 0 | 0 | 655970.1914 | 5491659.5378 | 5446984.0079 | 4687500 | 4687500 | 5343470.1914 |  | 0.39226 | 0.38907 | 0.33482 | 0.33482 | 0.38168 |  |  | 15079680 | 15079680 | 15079680 | 15079680 | 15079680
2022-10-21 | 8040 | 800 | 5127.8551 | 1537.7489 | 5275.7233 |  | 2155147.5612 | 214442.5434 | 1374537.863 | 412198.4834 | 1414174.4159 | 2993260.5017 | 297836.8658 | 1909080.3652 | 572497.8936 | 1964131.1332 | 7680760.5017 | 4985336.8658 | 6596580.3652 | 5259997.8936 | 6651631.1332 |  | 0.54863 | 0.3561 | 0.47118 | 0.37571 | 0.47512 |  |  | 15079680 | 15079680 | 15079680 | 15079680 | 15079680
2022-10-22 | 4280 | 1960 | 2572.6481 | 1055.993 | 233.8351 |  | 1147267.6072 | 525384.2313 | 689606.5108 | 283062.276 | 62680.2545 | 1593427.2322 | 729700.3213 | 957786.8205 | 393142.05 | 87055.909 | 6280927.2322 | 5417200.3213 | 5645286.8205 | 5080642.05 | 4774555.909 |  | 0.44864 | 0.38694 | 0.40323 | 0.3629 | 0.34104 |  |  | 15079680 | 15079680 | 15079680 | 15079680 | 15079680
2022-10-23 | 1880 | 0 | 600.4325 | 0 | 0 |  | 503939.977 | 0 | 160947.8337 | 0 | 0 | 699916.6347 | 0 | 223538.658 | 0 | 0 | 5387416.6347 | 4687500 | 4911038.658 | 4687500 | 4687500 |  | 0.38482 | 0.33482 | 0.35079 | 0.33482 | 0.33482 |  |  | 15079680 | 15079680 | 15079680 | 15079680 | 15079680
2022-10-24 | 320 | 1160 | 1947.4264 | 0 | 2624.5316 |  | 85777.0174 | 310941.6879 | 522013.8395 | 0 | 703514.0482 | 119134.7463 | 431863.4555 | 725019.2216 | 0 | 977102.8447 | 4806634.7463 | 5119363.4555 | 5412519.2216 | 4687500 | 5664602.8447 |  | 0.34333 | 0.36567 | 0.38661 | 0.33482 | 0.40461 |  |  | 15079680 | 15079680 | 15079680 | 15079680 | 15079680
2022-10-25 | 4360 | 800 | 5084.388 | 0 | 3039.9347 |  | 1168711.8616 | 214442.5434 | 1362886.3578 | 0 | 814864.1667 | 1623210.9188 | 297836.8658 | 1892897.7192 | 0 | 1131755.7871 | 6310710.9188 | 4985336.8658 | 6580397.7192 | 4687500 | 5819255.7871 |  | 0.45077 | 0.3561 | 0.47003 | 0.33482 | 0.41566 |  |  | 15079680 | 15079680 | 15079680 | 15079680 | 15079680
2022-10-26 | 480 | 0 | 0 | 877.2253 | 703.8203 |  | 128665.526 | 0 | 0 | 235143.0411 | 188661.2738 | 178702.1195 | 0 | 0 | 326587.5571 | 262029.5469 | 4866202.1195 | 4687500 | 4687500 | 5014087.5571 | 4949529.5469 |  | 0.34759 | 0.33482 | 0.33482 | 0.35815 | 0.35354 |  |  | 15079680 | 15079680 | 15079680 | 15079680 | 15079680
2022-10-27 | 6720 | 1360 | 5453.7974 | 585.1318 | 6644.4557 |  | 1801317.3646 | 364552.3238 | 1461907.7388 | 156846.4487 | 1781067.4826 | 2501829.673 | 506322.6719 | 2030427.415 | 217842.2899 | 2473704.837 | 7189329.673 | 5193822.6719 | 6717927.415 | 4905342.2899 | 7161204.837 |  | 0.51352 | 0.37099 | 0.47985 | 0.35038 | 0.51151 |  |  | 15079680 | 15079680 | 15079680 | 15079680 | 15079680
2022-10-28 | 4880 | 7800 | 3401.6367 | 7005.5919 | 919.2251 |  | 1308099.5148 | 2090814.7982 | 911819.5333 | 1877871.1776 | 246401.2229 | 1816804.8816 | 2903909.4419 | 1266416.0185 | 2608154.4133 | 342223.9206 | 6504304.8816 | 7591409.4419 | 5953916.0185 | 7295654.4133 | 5029723.9206 |  | 0.46459 | 0.54224 | 0.42528 | 0.52112 | 0.35927 |  |  | 15079680 | 15079680 | 15079680 | 15079680 | 15079680
2022-10-29 | 1400 | 8120 | 41.8704 | 8595.6267 | 0 |  | 375274.451 | 2176591.8156 | 11223.5049 | 2304085.0693 | 0 | 521214.5152 | 3023044.1883 | 15588.2013 | 3200118.1518 | 0 | 5208714.5152 | 7710544.1883 | 4703088.2013 | 7887618.1518 | 4687500 |  | 0.37205 | 0.55075 | 0.33593 | 0.5634 | 0.33482 |  |  | 15079680 | 15079680 | 15079680 | 15079680 | 15079680
2022-10-30 | 1800 | 7080 | 596.8528 | 4252.9985 | 2116.3461 |  | 482495.7227 | 1897816.5091 | 159988.2986 | 1140029.7648 | 567293.3109 | 670132.9481 | 2635856.2627 | 222205.9703 | 1583374.6734 | 787907.3763 | 5357632.9481 | 7323356.2627 | 4909705.9703 | 6270874.6734 | 5475407.3763 |  | 0.38269 | 0.5231 | 0.35069 | 0.44792 | 0.3911 |  |  | 15079680 | 15079680 | 15079680 | 15079680 | 15079680
2022-10-31 | 3000 | 4240 | 3029.5899 | 5226.6106 | 4154.5766 |  | 804159.5378 | 1136545.48 | 812091.1977 | 1401009.5884 | 1113647.4685 | 1116888.2469 | 1578535.3889 | 1127904.4412 | 1945846.6505 | 1546732.5951 | 5804388.2469 | 6266035.3889 | 5815404.4412 | 6633346.6505 | 6234232.5951 |  | 0.4146 | 0.44757 | 0.41539 | 0.47381 | 0.4453 |  |  | 15079680 | 15079680 | 15079680 | 15079680 | 15079680
2022-11-01 | 1280 | 240 | 0 | 1218.6061 | 404.7957 |  | 343108.0694 | 64332.763 | 0 | 326651.2423 | 108506.7745 | 476538.9853 | 89351.0598 | 0 | 453682.2809 | 150703.8535 | 5164038.9853 | 4776851.0598 | 4687500 | 5141182.2809 | 4838203.8535 |  | 0.36886 | 0.3412 | 0.33482 | 0.36723 | 0.34559 |  |  | 12337920 | 12337920 | 12337920 | 12337920 | 12337920
2022-11-02 | 7520 | 0 | 5709.6156 | 0 | 6834.6916 |  | 2015759.908 | 0 | 1530480.6042 | 0 | 1832060.8086 | 2799666.5389 | 0 | 2125667.5058 | 0 | 2544528.9009 | 7487166.5389 | 4687500 | 6813167.5058 | 4687500 | 7232028.9009 |  | 0.5348 | 0.33482 | 0.48665 | 0.33482 | 0.51657 |  |  | 12337920 | 12337920 | 12337920 | 12337920 | 12337920
2022-11-03 | 7040 | 0 | 4758.0267 | 0 | 4121.8546 |  | 1887094.382 | 0 | 1275404.1797 | 0 | 1104876.2236 | 2620964.4194 | 0 | 1771394.6941 | 0 | 1534550.3106 | 7308464.4194 | 4687500 | 6458894.6941 | 4687500 | 6222050.3106 |  | 0.52203 | 0.33482 | 0.46135 | 0.33482 | 0.44443 |  |  | 12337920 | 12337920 | 12337920 | 12337920 | 12337920
2022-11-04 | 1800 | 680 | 2880.9073 | 0 | 855.2998 |  | 482495.7227 | 182276.1619 | 772236.3641 | 0 | 229265.8189 | 670132.9481 | 253161.336 | 1072550.5056 | 0 | 318424.7485 | 5357632.9481 | 4940661.336 | 5760050.5056 | 4687500 | 5005924.7485 |  | 0.38269 | 0.3529 | 0.41143 | 0.33482 | 0.35757 |  |  | 12337920 | 12337920 | 12337920 | 12337920 | 12337920
2022-11-05 | 880 | 1200 | 0 | 2385.0721 | 402.5062 |  | 235886.7977 | 321663.8151 | 0 | 639326.1619 | 107893.0665 | 327620.5524 | 446755.2988 | 0 | 887953.0026 | 149851.4812 | 5015120.5524 | 5134255.2988 | 4687500 | 5575453.0026 | 4837351.4812 |  | 0.35822 | 0.36673 | 0.33482 | 0.39825 | 0.34553 |  |  | 12337920 | 12337920 | 12337920 | 12337920 | 12337920
2022-11-06 | 4040 | 8840 | 4844.2853 | 7099.4178 | 4732.423 |  | 1082934.8442 | 2369590.1046 | 1298526.0711 | 1903021.5047 | 1268541.0271 | 1504076.1725 | 3291097.3675 | 1803508.4321 | 2643085.4232 | 1761862.5376 | 6191576.1725 | 7978597.3675 | 6491008.4321 | 7330585.4232 | 6449362.5376 |  | 0.44226 | 0.5699 | 0.46364 | 0.52361 | 0.46067 |  |  | 12337920 | 12337920 | 12337920 | 12337920 | 12337920
2022-11-07 | 280 | 440 | 0 | 23.8727 | 0 |  | 75054.8902 | 117943.3989 | 0 | 6399.1454 | 0 | 104242.903 | 163810.2762 | 0 | 8887.7019 | 0 | 4791742.903 | 4851310.2762 | 4687500 | 4696387.7019 | 4687500 |  | 0.34227 | 0.34652 | 0.33482 | 0.33546 | 0.33482 |  |  | 12337920 | 12337920 | 12337920 | 12337920 | 12337920
2022-11-08 | 6800 | 320 | 7417.6413 | 0 | 5032.5945 |  | 1822761.6189 | 85777.0174 | 1988322.3361 | 0 | 1349002.9528 | 2531613.3596 | 119134.7463 | 2761558.8001 | 0 | 1873615.2122 | 7219113.3596 | 4806634.7463 | 7449058.8001 | 4687500 | 6561115.2122 |  | 0.51565 | 0.34333 | 0.53208 | 0.33482 | 0.46865 |  |  | 12337920 | 12337920 | 12337920 | 12337920 | 12337920
2022-11-09 | 0 | 0 | 0 | 369.4023 | 0 |  | 0 | 0 | 0 | 99019.4716 | 0 | 0 | 0 | 0 | 137527.0439 | 0 | 4687500 | 4687500 | 4687500 | 4825027.0439 | 4687500 |  | 0.33482 | 0.33482 | 0.33482 | 0.34464 | 0.33482 |  |  | 12337920 | 12337920 | 12337920 | 12337920 | 12337920
2022-11-10 | 0 | 4100 | 0 | 1049.6674 | 263.2208 |  | 0 | 1099018.0349 | 0 | 281366.6943 | 70557.1815 | 0 | 1526413.9374 | 0 | 390787.0754 | 97996.0854 | 4687500 | 6213913.9374 | 4687500 | 5078287.0754 | 4785496.0854 |  | 0.33482 | 0.44385 | 0.33482 | 0.36273 | 0.34182 |  |  | 12337920 | 12337920 | 12337920 | 12337920 | 12337920
2022-11-11 | 0 | 3760 | 0 | 4943.8717 | 0 |  | 0 | 1007879.954 | 0 | 1325220.5388 | 0 | 0 | 1399833.2694 | 0 | 1840584.0817 | 0 | 4687500 | 6087333.2694 | 4687500 | 6528084.0817 | 4687500 |  | 0.33482 | 0.43481 | 0.33482 | 0.46629 | 0.33482 |  |  | 12337920 | 12337920 | 12337920 | 12337920 | 12337920
2022-11-12 | 0 | 10000 | 0 | 10000 | 1414.0307 |  | 0 | 2680531.7926 | 0 | 2680531.7926 | 379035.4342 | 0 | 3722960.823 | 0 | 3722960.823 | 526438.1031 | 4687500 | 8410460.823 | 4687500 | 8410460.823 | 5213938.1031 |  | 0.33482 | 0.60075 | 0.33482 | 0.60075 | 0.37242 |  |  | 12337920 | 12337920 | 12337920 | 12337920 | 12337920
2022-11-13 | 0 | 2280 | 1330.0748 | 0 | 1260.9311 |  | 0 | 611161.2487 | 356530.7734 | 0 | 337996.6021 | 0 | 848835.0676 | 495181.6297 | 0 | 469439.7251 | 4687500 | 5536335.0676 | 5182681.6297 | 4687500 | 5156939.7251 |  | 0.33482 | 0.39545 | 0.37019 | 0.33482 | 0.36835 |  |  | 12337920 | 12337920 | 12337920 | 12337920 | 12337920
2022-11-14 | 0 | 120 | 0 | 0 | 0 |  | 0 | 32166.3815 | 0 | 0 | 0 | 0 | 44675.5299 | 0 | 0 | 0 | 4687500 | 4732175.5299 | 4687500 | 4687500 | 4687500 |  | 0.33482 | 0.33801 | 0.33482 | 0.33482 | 0.33482 |  |  | 12337920 | 12337920 | 12337920 | 12337920 | 12337920
2022-11-15 | 0 | 1200 | 0 | 2102.481 | 1189.399 |  | 0 | 321663.8151 | 0 | 563576.7031 | 318822.1719 | 0 | 446755.2988 | 0 | 782745.421 | 442808.5721 | 4687500 | 5134255.2988 | 4687500 | 5470245.421 | 5130308.5721 |  | 0.33482 | 0.36673 | 0.33482 | 0.39073 | 0.36645 |  |  | 12337920 | 12337920 | 12337920 | 12337920 | 12337920
2022-11-16 | 0 | 10000 | 0 | 10000 | 62.0584 |  | 0 | 2680531.7926 | 0 | 2680531.7926 | 16634.9402 | 0 | 3722960.823 | 0 | 3722960.823 | 23104.0836 | 4687500 | 8410460.823 | 4687500 | 8410460.823 | 4710604.0836 |  | 0.33482 | 0.60075 | 0.33482 | 0.60075 | 0.33647 |  |  | 12337920 | 12337920 | 12337920 | 12337920 | 12337920
2022-11-17 | 0 | 1240 | 0 | 1360.1043 | 0 |  | 0 | 332385.9423 | 0 | 364580.2908 | 0 | 0 | 461647.1421 | 0 | 506361.515 | 0 | 4687500 | 5149147.1421 | 4687500 | 5193861.515 | 4687500 |  | 0.33482 | 0.3678 | 0.33482 | 0.37099 | 0.33482 |  |  | 12337920 | 12337920 | 12337920 | 12337920 | 12337920
2022-11-18 | 0 | 0 | 0 | 0 | 0 |  | 0 | 0 | 0 | 0 | 0 | 0 | 0 | 0 | 0 | 0 | 4687500 | 4687500 | 4687500 | 4687500 | 4687500 |  | 0.33482 | 0.33482 | 0.33482 | 0.33482 | 0.33482 |  |  | 12337920 | 12337920 | 12337920 | 12337920 | 12337920
2022-11-19 | 680 | 0 | 615.0309 | 218.2256 | 0 |  | 182276.1619 | 0 | 164860.9966 | 58496.0563 | 0 | 253161.336 | 0 | 228973.6065 | 81244.5226 | 0 | 4940661.336 | 4687500 | 4916473.6065 | 4768744.5226 | 4687500 |  | 0.3529 | 0.33482 | 0.35118 | 0.34062 | 0.33482 |  |  | 12337920 | 12337920 | 12337920 | 12337920 | 12337920
2022-11-20 | 5880 | 0 | 7562.6774 | 1367.0885 | 4952.6917 |  | 1576152.694 | 0 | 2027199.7331 | 366452.4161 | 1327584.7656 | 2189100.9639 | 0 | 2815555.1849 | 508961.6891 | 1843867.73 | 6876600.9639 | 4687500 | 7503055.1849 | 5196461.6891 | 6531367.73 |  | 0.49119 | 0.33482 | 0.53593 | 0.37118 | 0.46653 |  |  | 12337920 | 12337920 | 12337920 | 12337920 | 12337920
2022-11-21 | 6560 | 0 | 4309.3882 | 1172.6358 | 3334.5091 |  | 1758428.8559 | 0 | 1155145.2199 | 314328.7668 | 893825.7551 | 2442262.2999 | 0 | 1604368.3609 | 436567.7316 | 1241424.6599 | 7129762.2999 | 4687500 | 6291868.3609 | 5124067.7316 | 5928924.6599 |  | 0.50927 | 0.33482 | 0.44942 | 0.366 | 0.42349 |  |  | 12337920 | 12337920 | 12337920 | 12337920 | 12337920
2022-11-22 | 5120 | 0 | 6434.6181 | 0 | 7239.9919 |  | 1372432.2778 | 0 | 1724819.8461 | 0 | 1940702.8569 | 1906155.9414 | 0 | 2395583.1196 | 0 | 2695420.6346 | 6593655.9414 | 4687500 | 7083083.1196 | 4687500 | 7382920.6346 |  | 0.47098 | 0.33482 | 0.50593 | 0.33482 | 0.52735 |  |  | 12337920 | 12337920 | 12337920 | 12337920 | 12337920
2022-11-23 | 3040 | 0 | 4194.6377 | 0 | 2053.1028 |  | 814881.6649 | 0 | 1124385.96 | 0 | 550340.7392 | 1131780.0902 | 0 | 1561647.1667 | 0 | 764362.1378 | 5819280.0902 | 4687500 | 6249147.1667 | 4687500 | 5451862.1378 |  | 0.41566 | 0.33482 | 0.44637 | 0.33482 | 0.38942 |  |  | 12337920 | 12337920 | 12337920 | 12337920 | 12337920
2022-11-24 | 10000 | 0 | 10000 | 0 | 10000 |  | 2680531.7926 | 0 | 2680531.7926 | 0 | 2680531.7926 | 3722960.823 | 0 | 3722960.823 | 0 | 3722960.823 | 8410460.823 | 4687500 | 8410460.823 | 4687500 | 8410460.823 |  | 0.60075 | 0.33482 | 0.60075 | 0.33482 | 0.60075 |  |  | 12337920 | 12337920 | 12337920 | 12337920 | 12337920
2022-11-25 | 3000 | 0 | 3095.5363 | 0 | 2036.788 |  | 804159.5378 | 0 | 829768.3553 | 0 | 545967.5051 | 1116888.2469 | 0 | 1152456.049 | 0 | 758288.2015 | 5804388.2469 | 4687500 | 5839956.049 | 4687500 | 5445788.2015 |  | 0.4146 | 0.33482 | 0.41714 | 0.33482 | 0.38898 |  |  | 12337920 | 12337920 | 12337920 | 12337920 | 12337920
2022-11-26 | 8600 | 0 | 7813.9759 | 0 | 8241.1634 |  | 2305257.3416 | 0 | 2094561.0742 | 0 | 2209070.0554 | 3201746.3078 | 0 | 2909112.6031 | 0 | 3068152.8547 | 7889246.3078 | 4687500 | 7596612.6031 | 4687500 | 7755652.8547 |  | 0.56352 | 0.33482 | 0.54262 | 0.33482 | 0.55398 |  |  | 12337920 | 12337920 | 12337920 | 12337920 | 12337920
2022-11-27 | 3000 | 0 | 1108.7381 | 11.6865 | 0 |  | 804159.5378 | 0 | 297200.7631 | 3132.6011 | 0 | 1116888.2469 | 0 | 412778.8377 | 4350.8349 | 0 | 5804388.2469 | 4687500 | 5100278.8377 | 4691850.8349 | 4687500 |  | 0.4146 | 0.33482 | 0.36431 | 0.33513 | 0.33482 |  |  | 12337920 | 12337920 | 12337920 | 12337920 | 12337920
2022-11-28 | 0 | 0 | 0 | 0 | 1617.1035 |  | 0 | 0 | 0 | 0 | 433469.7315 | 0 | 0 | 0 | 0 | 602041.2937 | 4687500 | 4687500 | 4687500 | 4687500 | 5289541.2937 |  | 0.33482 | 0.33482 | 0.33482 | 0.33482 | 0.37782 |  |  | 12337920 | 12337920 | 12337920 | 12337920 | 12337920
2022-11-29 | 0 | 0 | 529.7625 | 606.675 | 347.9056 |  | 0 | 0 | 142004.5261 | 162621.1504 | 93257.2141 | 0 | 0 | 197228.5084 | 225862.7089 | 129523.9084 | 4687500 | 4687500 | 4884728.5084 | 4913362.7089 | 4817023.9084 |  | 0.33482 | 0.33482 | 0.34891 | 0.35095 | 0.34407 |  |  | 12337920 | 12337920 | 12337920 | 12337920 | 12337920
2022-11-30 | 0 | 2600 | 0 | 2551.9626 | 0 |  | 0 | 696938.2661 | 0 | 684061.6758 | 0 | 0 | 967969.814 | 0 | 950085.6609 | 0 | 4687500 | 5655469.814 | 4687500 | 5637585.6609 | 4687500 |  | 0.33482 | 0.40396 | 0.33482 | 0.40268 | 0.33482 |  |  | 12337920 | 12337920 | 12337920 | 12337920 | 12337920
2022-12-01 | 0 | 6920 | 0 | 7937.8501 | 0 |  | 0 | 1854928.0004 | 0 | 2127765.9631 | 0 | 0 | 2576288.8895 | 0 | 2955230.5042 | 0 | 4687500 | 7263788.8895 | 4687500 | 7642730.5042 | 4687500 |  | 0.33482 | 0.51884 | 0.33482 | 0.54591 | 0.33482 |  |  | 10281600 | 10281600 | 10281600 | 10281600 | 10281600
2022-12-02 | 0 | 5480 | 326.6781 | 5749.8374 | 1135.2091 |  | 0 | 1468931.4223 | 87567.0906 | 1541262.2056 | 304296.4074 | 0 | 2040182.531 | 121620.9591 | 2140641.9522 | 422633.8992 | 4687500 | 6727682.531 | 4809120.9591 | 6828141.9522 | 5110133.8992 |  | 0.33482 | 0.48055 | 0.34351 | 0.48772 | 0.36501 |  |  | 10281600 | 10281600 | 10281600 | 10281600 | 10281600
2022-12-03 | 0 | 6520 | 0 | 3816.9754 | 0 |  | 0 | 1747706.7287 | 0 | 1023152.4025 | 0 | 0 | 2427370.4566 | 0 | 1421045.0035 | 0 | 4687500 | 7114870.4566 | 4687500 | 6108545.0035 | 4687500 |  | 0.33482 | 0.50821 | 0.33482 | 0.43632 | 0.33482 |  |  | 10281600 | 10281600 | 10281600 | 10281600 | 10281600
2022-12-04 | 240 | 5440 | 0 | 5822.2655 | 0 |  | 64332.763 | 1458209.2951 | 0 | 1560676.7792 | 0 | 89351.0598 | 2025290.6877 | 0 | 2167606.6378 | 0 | 4776851.0598 | 6712790.6877 | 4687500 | 6855106.6378 | 4687500 |  | 0.3412 | 0.47949 | 0.33482 | 0.48965 | 0.33482 |  |  | 10281600 | 10281600 | 10281600 | 10281600 | 10281600
2022-12-05 | 9080 | 6760 | 9644.9901 | 7362.3844 | 6843.0357 |  | 2433922.8676 | 1812039.4918 | 2585370.251 | 1973510.5572 | 1834297.465 | 3380448.4273 | 2516721.5163 | 3590792.0153 | 2740986.885 | 2547635.368 | 8067948.4273 | 7204221.5163 | 8278292.0153 | 7428486.885 | 7235135.368 |  | 0.57628 | 0.51459 | 0.59131 | 0.53061 | 0.5168 |  |  | 10281600 | 10281600 | 10281600 | 10281600 | 10281600
2022-12-06 | 160 | 4480 | 0 | 3402.1921 | 0 |  | 42888.5087 | 1200878.2431 | 0 | 911968.4125 | 0 | 59567.3732 | 1667886.4487 | 0 | 1266622.7951 | 0 | 4747067.3732 | 6355386.4487 | 4687500 | 5954122.7951 | 4687500 |  | 0.33908 | 0.45396 | 0.33482 | 0.42529 | 0.33482 |  |  | 10281600 | 10281600 | 10281600 | 10281600 | 10281600
2022-12-07 | 3040 | 7440 | 3466.5283 | 8867.1034 | 2412.2646 |  | 814881.6649 | 1994315.6537 | 929213.9349 | 2376855.2519 | 646615.198 | 1131780.0902 | 2769882.8523 | 1290574.9096 | 3301187.8499 | 898076.6639 | 5819280.0902 | 7457382.8523 | 5978074.9096 | 7988687.8499 | 5585576.6639 |  | 0.41566 | 0.53267 | 0.42701 | 0.57062 | 0.39897 |  |  | 10281600 | 10281600 | 10281600 | 10281600 | 10281600
2022-12-08 | 9720 | 5400 | 9366.1665 | 6267.1095 | 6348.9521 |  | 2605476.9024 | 1447487.168 | 2510630.7165 | 1679918.6171 | 1701856.8049 | 3618717.9199 | 2010398.8444 | 3486987.1063 | 2333220.3015 | 2363690.0069 | 8306217.9199 | 6697898.8444 | 8174487.1063 | 7020720.3015 | 7051190.0069 |  | 0.5933 | 0.47842 | 0.58389 | 0.50148 | 0.50366 |  |  | 10281600 | 10281600 | 10281600 | 10281600 | 10281600
2022-12-09 | 6840 | 960 | 4458.6591 | 1663.7764 | 2901.4843 |  | 1833483.7461 | 257331.0521 | 1195157.7582 | 445980.5629 | 777752.0794 | 2546505.2029 | 357404.239 | 1659941.3308 | 619417.4485 | 1080211.2214 | 7234005.2029 | 5044904.239 | 6347441.3308 | 5306917.4485 | 5767711.2214 |  | 0.51671 | 0.36035 | 0.45339 | 0.37907 | 0.41198 |  |  | 10281600 | 10281600 | 10281600 | 10281600 | 10281600
2022-12-10 | 880 | 2440 | 703.7004 | 2021.5514 | 0 |  | 235886.7977 | 654049.7574 | 188629.123 | 541883.2742 | 0 | 327620.5524 | 908402.4408 | 261984.8931 | 752615.6586 | 0 | 5015120.5524 | 5595902.4408 | 4949484.8931 | 5440115.6586 | 4687500 |  | 0.35822 | 0.39971 | 0.35353 | 0.38858 | 0.33482 |  |  | 10281600 | 10281600 | 10281600 | 10281600 | 10281600
2022-12-11 | 3560 | 680 | 352.0907 | 1028.8678 | 102.3415 |  | 954269.3181 | 182276.1619 | 94379.0235 | 275791.2906 | 27432.9526 | 1325374.053 | 253161.336 | 131081.977 | 383043.4591 | 38101.3231 | 6012874.053 | 4940661.336 | 4818581.977 | 5070543.4591 | 4725601.3231 |  | 0.42949 | 0.3529 | 0.34418 | 0.36218 | 0.33754 |  |  | 10281600 | 10281600 | 10281600 | 10281600 | 10281600
2022-12-12 | 280 | 4760 | 0 | 1951.3245 | 802.7181 |  | 75054.8902 | 1275933.1333 | 0 | 523058.7258 | 215171.1499 | 104242.903 | 1772129.3517 | 0 | 726470.4526 | 298848.8194 | 4791742.903 | 6459629.3517 | 4687500 | 5413970.4526 | 4986348.8194 |  | 0.34227 | 0.4614 | 0.33482 | 0.38671 | 0.35617 |  |  | 10281600 | 10281600 | 10281600 | 10281600 | 10281600
2022-12-13 | 200 | 0 | 0 | 0 | 0 |  | 53610.6359 | 0 | 0 | 0 | 0 | 74459.2165 | 0 | 0 | 0 | 0 | 4761959.2165 | 4687500 | 4687500 | 4687500 | 4687500 |  | 0.34014 | 0.33482 | 0.33482 | 0.33482 | 0.33482 |  |  | 10281600 | 10281600 | 10281600 | 10281600 | 10281600
2022-12-14 | 0 | 480 | 0 | 722.1671 | 0 |  | 0 | 128665.526 | 0 | 193579.1883 | 0 | 0 | 178702.1195 | 0 | 268859.9838 | 0 | 4687500 | 4866202.1195 | 4687500 | 4956359.9838 | 4687500 |  | 0.33482 | 0.34759 | 0.33482 | 0.35403 | 0.33482 |  |  | 10281600 | 10281600 | 10281600 | 10281600 | 10281600
2022-12-15 | 1800 | 600 | 2405.3369 | 0 | 985.3472 |  | 482495.7227 | 160831.9076 | 644758.2111 | 0 | 264125.4452 | 670132.9481 | 223377.6494 | 895497.5154 | 0 | 366840.8961 | 5357632.9481 | 4910877.6494 | 5582997.5154 | 4687500 | 5054340.8961 |  | 0.38269 | 0.35078 | 0.39879 | 0.33482 | 0.36102 |  |  | 10281600 | 10281600 | 10281600 | 10281600 | 10281600
2022-12-16 | 4040 | 440 | 5289.9014 | 0 | 2595.4495 |  | 1082934.8442 | 117943.3989 | 1417974.8812 | 0 | 695718.4962 | 1504076.1725 | 163810.2762 | 1969409.5572 | 0 | 966275.6891 | 6191576.1725 | 4851310.2762 | 6656909.5572 | 4687500 | 5653775.6891 |  | 0.44226 | 0.34652 | 0.47549 | 0.33482 | 0.40384 |  |  | 10281600 | 10281600 | 10281600 | 10281600 | 10281600
2022-12-17 | 160 | 4360 | 0 | 3363.4353 | 1142.4888 |  | 42888.5087 | 1168711.8616 | 0 | 901579.5176 | 306247.7589 | 59567.3732 | 1623210.9188 | 0 | 1252193.7745 | 425344.1096 | 4747067.3732 | 6310710.9188 | 4687500 | 5939693.7745 | 5112844.1096 |  | 0.33908 | 0.45077 | 0.33482 | 0.42426 | 0.3652 |  |  | 10281600 | 10281600 | 10281600 | 10281600 | 10281600
2022-12-18 | 4920 | 5100 | 2915.7608 | 6009.4761 | 4033.257 |  | 1318821.6419 | 1367071.2142 | 781578.9414 | 1610859.185 | 1081127.3577 | 1831696.7249 | 1898710.0197 | 1085526.3076 | 2237304.4236 | 1501565.7746 | 6519196.7249 | 6586210.0197 | 5773026.3076 | 6924804.4236 | 6189065.7746 |  | 0.46566 | 0.47044 | 0.41236 | 0.49463 | 0.44208 |  |  | 10281600 | 10281600 | 10281600 | 10281600 | 10281600
2022-12-19 | 0 | 6360 | 0 | 8106.7564 | 1696.4459 |  | 0 | 1704818.2201 | 0 | 2173041.8274 | 454737.7116 | 0 | 2367803.0834 | 0 | 3018113.6491 | 631580.155 | 4687500 | 7055303.0834 | 4687500 | 7705613.6491 | 5319080.155 |  | 0.33482 | 0.50395 | 0.33482 | 0.5504 | 0.37993 |  |  | 10281600 | 10281600 | 10281600 | 10281600 | 10281600
2022-12-20 | 0 | 4520 | 0 | 1852.9237 | 0 |  | 0 | 1211600.3702 | 0 | 496682.0906 | 0 | 0 | 1682778.292 | 0 | 689836.2369 | 0 | 4687500 | 6370278.292 | 4687500 | 5377336.2369 | 4687500 |  | 0.33482 | 0.45502 | 0.33482 | 0.3841 | 0.33482 |  |  | 10281600 | 10281600 | 10281600 | 10281600 | 10281600
2022-12-21 | 1760 | 1800 | 0 | 2516.1726 | 0 |  | 471773.5955 | 482495.7227 | 0 | 674468.0576 | 0 | 655241.1048 | 670132.9481 | 0 | 936761.1911 | 0 | 5342741.1048 | 5357632.9481 | 4687500 | 5624261.1911 | 4687500 |  | 0.38162 | 0.38269 | 0.33482 | 0.40173 | 0.33482 |  |  | 10281600 | 10281600 | 10281600 | 10281600 | 10281600
2022-12-22 | 2320 | 7160 | 3173.5296 | 8487.284 | 1670.434 |  | 621883.3759 | 1919260.7635 | 850674.6868 | 2275043.4505 | 447765.1427 | 863726.9109 | 2665639.9493 | 1181492.6206 | 3159782.5702 | 621896.0316 | 5551226.9109 | 7353139.9493 | 5868992.6206 | 7847282.5702 | 5309396.0316 |  | 0.39652 | 0.52522 | 0.41921 | 0.56052 | 0.37924 |  |  | 10281600 | 10281600 | 10281600 | 10281600 | 10281600
2022-12-23 | 2000 | 1880 | 395.4457 | 0 | 0 |  | 536106.3585 | 503939.977 | 106000.4676 | 0 | 0 | 744592.1646 | 699916.6347 | 147222.8716 | 0 | 0 | 5432092.1646 | 5387416.6347 | 4834722.8716 | 4687500 | 4687500 |  | 0.38801 | 0.38482 | 0.34534 | 0.33482 | 0.33482 |  |  | 10281600 | 10281600 | 10281600 | 10281600 | 10281600
2022-12-24 | 440 | 0 | 887.4392 | 698.6627 | 1345.807 |  | 117943.3989 | 0 | 237880.887 | 187278.7503 | 360747.8513 | 163810.2762 | 0 | 330390.1209 | 260109.3754 | 501038.6824 | 4851310.2762 | 4687500 | 5017890.1209 | 4947609.3754 | 5188538.6824 |  | 0.34652 | 0.33482 | 0.35842 | 0.3534 | 0.37061 |  |  | 10281600 | 10281600 | 10281600 | 10281600 | 10281600
2022-12-25 | 120 | 0 | 576.3517 | 0 | 0 |  | 32166.3815 | 0 | 154492.9073 | 0 | 0 | 44675.5299 | 0 | 214573.4824 | 0 | 0 | 4732175.5299 | 4687500 | 4902073.4824 | 4687500 | 4687500 |  | 0.33801 | 0.33482 | 0.35015 | 0.33482 | 0.33482 |  |  | 10281600 | 10281600 | 10281600 | 10281600 | 10281600
2022-12-26 | 2040 | 5240 | 0 | 6114.2551 | 0 |  | 546828.4857 | 1404598.6593 | 0 | 1638945.5076 | 0 | 759484.0079 | 1950831.4712 | 0 | 2276313.205 | 0 | 5446984.0079 | 6638331.4712 | 4687500 | 6963813.205 | 4687500 |  | 0.38907 | 0.47417 | 0.33482 | 0.49742 | 0.33482 |  |  | 10281600 | 10281600 | 10281600 | 10281600 | 10281600
2022-12-27 | 1080 | 320 | 0 | 0 | 1625.7671 |  | 289497.4336 | 85777.0174 | 0 | 0 | 435792.0395 | 402079.7689 | 119134.7463 | 0 | 0 | 605266.7215 | 5089579.7689 | 4806634.7463 | 4687500 | 4687500 | 5292766.7215 |  | 0.36354 | 0.34333 | 0.33482 | 0.33482 | 0.37805 |  |  | 10281600 | 10281600 | 10281600 | 10281600 | 10281600
2022-12-28 | 0 | 40 | 0 | 0 | 0 |  | 0 | 10722.1272 | 0 | 0 | 0 | 0 | 14891.8433 | 0 | 0 | 0 | 4687500 | 4702391.8433 | 4687500 | 4687500 | 4687500 |  | 0.33482 | 0.33589 | 0.33482 | 0.33482 | 0.33482 |  |  | 10281600 | 10281600 | 10281600 | 10281600 | 10281600
2022-12-29 | 0 | 0 | 0 | 1595.15 | 1340.9986 |  | 0 | 0 | 0 | 427585.03 | 359458.942 | 0 | 0 | 0 | 593868.0972 | 499248.5306 | 4687500 | 4687500 | 4687500 | 5281368.0972 | 5186748.5306 |  | 0.33482 | 0.33482 | 0.33482 | 0.37724 | 0.37048 |  |  | 10281600 | 10281600 | 10281600 | 10281600 | 10281600
2022-12-30 | 0 | 0 | 0 | 0 | 279.4893 |  | 0 | 0 | 0 | 0 | 74917.9959 | 0 | 0 | 0 | 0 | 104052.772 | 4687500 | 4687500 | 4687500 | 4687500 | 4791552.772 |  | 0.33482 | 0.33482 | 0.33482 | 0.33482 | 0.34225 |  |  | 10281600 | 10281600 | 10281600 | 10281600 | 10281600
2022-12-31 | 0 | 0 | 0 | 994.1478 | 0 |  | 0 | 0 | 0 | 266484.4868 | 0 | 0 | 0 | 0 | 370117.3428 | 0 | 4687500 | 4687500 | 4687500 | 5057617.3428 | 4687500 |  | 0.33482 | 0.33482 | 0.33482 | 0.36126 | 0.33482 |  |  | 10281600 | 10281600 | 10281600 | 10281600 | 10281600
[22 empty] | Litres per year | 126.5355 | 137.0953 | 136.107 | 137.0042 | 135.5053

## Storage -> House
Constants
|  |  | Quad_A | 47463.2194
Consumption | 0.62 | m^3 | Quad_B | 3721.3693
Catchment Area | 200 | m^2 | Quad_C | -147150
Collection Tank | 10 | m^3
Storage Tank Volume | 35 | m^3
Cf total up to storage | 3721.3693 |  | v | 1.722 | m/s
K | 10
rho | 1000 | kg/m^3 | Q (L/min) | 32.4589 | L/min
g | 9.81 | m/s^2
f | 0.05
Cf total down from storage | 3721.3693
Tank Height | 15 | m
Pipe Length | 33.9706 | m
Pipe Diameter | 0.02 | m^2
Pipe Area | 0.00031416 | m^2
Pipe Area with unit conv | 18.8496 | dm^3*s/(m*min)

## Filtration System
Parameters
Acceleration due to Gravity | g | 9.81 | ms^-2 | Weight | 10% |  |  | Pump | MBTF
Density of Water | rho | 1000 | kgm^3 | Min. Satisfaction Value | 15 | operations/year |  | A | 900 | hrs
Pipe diameter | D | 0.02 | m | Max. Satisfaction Value | 75 | operations/year |  | B | 1650 | hrs
Pipe friction factor | f | 0.05 | [5 empty] | C | 1800 | hrs
Restriction loss coefficient (both lines) | K | 10
Filtration system |  |  |  |  | UV Disinfection System |  |  |  |  | Chemical Disinfection System
| Bag Filter | Catridrige Filter | Catridge Filter |  | Component | 36W UV System | 50W UV System | [6 empty] | Chlorine Specifications | Dosing for 3-log disinfection | 100 | mg*min*L^-1 | Ozone Specifications | Dosing for 3-log disinfection | 50 | mg*min*L^-1
Pore Size m*10-6 | 200 | 5 | 1 |  | MTBF(bulbs) | 1 | 1 | year |  | Treatment Type | Chlorine |  |  |  | Maintenance Operations | 3 | kg of solution per operation
Cf Pa/(m/s) | 60.9821 | 1218.1792 | 2442.208 |  | Power Consumption | 36 | 50 | W |  | Contact Time | 10 | min |  |  | Solution | 3 | kg per container |  | Maintenance Operations | 1 | operation per year
[5 empty] | Max Treatable Flowrate | 25 | 40 | LPM | [6 empty] | Cost | 100 | $/container
Filter Placement (Storage/House Line) | House | [13 empty] | Risk Severity factors | Health | 4 |  | Energy Consumption | 2 | MJ*g^-1 O3
[16 empty] | Environmental | 3
Filter Modules |  |  | Cf | Actual Filter Life [L] | Filter Life Data
| Filter Size | Present? | [Pa/(m/s)] |  | No pre-filter | 5 um pre | 200 um pre
| 1 um filter | y | 2442.208 | 20000 | 5000 | 20000 | 15000
| 5 um filter | y | 1218.1792 | 20000 | 10000 |  | 20000
| 200 um filter | y | 60.9821 | 20000 | 20000
|  | Total | 3721.3693
Chemical Disinfection |  |  |  | UV Disinfection |  |  |  | Filtration System | [6 empty] | Satisfaction and Results |  |  |  | Pump Replacement | [5 empty] | Solar Maintenance |  |  |  | Generator Maintenance
Solution Needed per Year | 107.6656 | kg |  | Bulb Replacements per Year | 1 | operation |  | Litres of Water Moved per Year | 222456 | L/year | 1 um filter replacements | 11.1228 | operations/year |  | Total Maintenance | 54.0865 | operations/year |  | Pump Type | Pump B |  | Pump Maintenance | 0.19286 | operations/year | Solar Energy Included? | y |  |  | Refuelling maintenance | 1.3445 | opertaions/year
Chemical Maintenance (chlorine/ozone) | 35.8885 | operations/year |  | UV Maintenance (36W/50W) | 1 | operations/year |  | Filter Maintenance (up/down stream, filter combinations) | 11.1228 | operations/year | 5 um filter replacements | 11.1228 | operations/year |  | S(M) - Maintenance Occurances | 27.1% |  |  | Pump MTBF | 1650 | hrs/operation |  |  |  | Panel Maintenance | 4 | operations |  | Maintenance needed | 0.5378 | opertions/year
|  |  |  | Check | Good :) | [5 empty] | 200 um replacements | 11.1228 | operations/year | [15 empty] | Total Maintenance for Generator Use | 1.8823 | operations/year
RAINWATER DATA | [7 empty] | CHLORINE TREATMENT | [11 empty] | OZONE TREATMENT | [10 empty] | SYSTEM DOWNFLOW
| Year 1 | Year 2 | Year 3 | Year 4 | Year 5 |  |  | Year 1 | Year 2 | Year 3 | Year 4 | Year 5 |  | Year 1 | Year 2 | Year 3 | Year 4 | Year 5 |  | Year 1 | Year 2 | Year 3 | Year 4 | Year 5 | Year 1 | Year 2 | Year 3 | Year 4 | Year 5 |  |  | Year 1 | Year 2 | Year 3 | Year 4 | Year 5
Data | Litres Collected | Litres Collected | Litres Collected | Litres Collected | Litres Collected |  |  | Grams of Cl | Grams of Cl | Grams of Cl | Grams of Cl | Grams of Cl |  | Kg of Cl Solution | Kg of Cl Solution | Kg of Cl Solution | Kg of Cl Solution | Kg of Cl Solution |  | Grams of O3 Required | Grams of O3 Required | Grams of O3 Required | Grams of O3 Required | Grams of O3 Required | Energy Consumed (MJ) | Energy Consumed (MJ) | Energy Consumed (MJ) | Energy Consumed (MJ) | Energy Consumed (MJ) |  | Date | Litres transported to the house | Litres transported to the house | Litres transported to the house | Litres transported to the house | Litres transported to the house
2022-01-01 | 3760 | 1560 | 2219.9029 | 0 | 2953.389 |  |  | 37.6 | 15.6 | 22.199 | 0 | 29.5339 |  | 0.752 | 0.312 | 0.44398 | 0 | 0.59068 |  | 18.8 | 7.8 | 11.0995 | 0 | 14.7669 | 37.6 | 15.6 | 22.199 | 0 | 29.5339 |  | 2022-01-01 | 0 | 620 | 620 | 620 | 620
2022-01-02 | 3960 | 200 | 4966.1459 | 0 | 5266.3096 |  |  | 39.6 | 2 | 49.6615 | 0 | 52.6631 |  | 0.792 | 0.04 | 0.99323 | 0 | 1.0533 |  | 19.8 | 1 | 24.8307 | 0 | 26.3315 | 39.6 | 2 | 49.6615 | 0 | 52.6631 |  | 2022-01-02 | 0 | 620 | 620 | 620 | 620
2022-01-03 | 0 | 2680 | 0 | 3333.4963 | 1652.5799 |  |  | 0 | 26.8 | 0 | 33.335 | 16.5258 |  | 0 | 0.536 | 0 | 0.6667 | 0.33052 |  | 0 | 13.4 | 0 | 16.6675 | 8.2629 | 0 | 26.8 | 0 | 33.335 | 16.5258 |  | 2022-01-03 | 0 | 620 | 620 | 620 | 620
2022-01-04 | 0 | 10000 | 0 | 10000 | 1455.4298 |  |  | 0 | 100 | 0 | 100 | 14.5543 |  | 0 | 2 | 0 | 2 | 0.29109 |  | 0 | 50 | 0 | 50 | 7.2771 | 0 | 100 | 0 | 100 | 14.5543 |  | 2022-01-04 | 0 | 620 | 620 | 620 | 620
2022-01-05 | 0 | 6440 | 1692.1722 | 3894.9771 | 2910.714 |  |  | 0 | 64.4 | 16.9217 | 38.9498 | 29.1071 |  | 0 | 1.288 | 0.33843 | 0.779 | 0.58214 |  | 0 | 32.2 | 8.4609 | 19.4749 | 14.5536 | 0 | 64.4 | 16.9217 | 38.9498 | 29.1071 |  | 2022-01-05 | 0 | 620 | 620 | 620 | 620
2022-01-06 | 1000 | 560 | 0 | 0 | 0 |  |  | 10 | 5.6 | 0 | 0 | 0 |  | 0.2 | 0.112 | 0 | 0 | 0 |  | 5 | 2.8 | 0 | 0 | 0 | 10 | 5.6 | 0 | 0 | 0 |  | 2022-01-06 | 0 | 620 | 620 | 620 | 620
2022-01-07 | 4080 | 0 | 5285.0189 | 874.7865 | 6910.0843 |  |  | 40.8 | 0 | 52.8502 | 8.7479 | 69.1008 |  | 0.816 | 0 | 1.057 | 0.17496 | 1.382 |  | 20.4 | 0 | 26.4251 | 4.3739 | 34.5504 | 40.8 | 0 | 52.8502 | 8.7479 | 69.1008 |  | 2022-01-07 | 0 | 620 | 620 | 620 | 620
2022-01-08 | 4960 | 0 | 2186.6728 | 0 | 157.7512 |  |  | 49.6 | 0 | 21.8667 | 0 | 1.5775 |  | 0.992 | 0 | 0.43733 | 0 | 0.03155 |  | 24.8 | 0 | 10.9334 | 0 | 0.78876 | 49.6 | 0 | 21.8667 | 0 | 1.5775 |  | 2022-01-08 | 0 | 620 | 620 | 620 | 620
2022-01-09 | 6800 | 160 | 4856.1105 | 0 | 3653.7852 |  |  | 68 | 1.6 | 48.5611 | 0 | 36.5379 |  | 1.36 | 0.032 | 0.97122 | 0 | 0.73076 |  | 34 | 0.8 | 24.2806 | 0 | 18.2689 | 68 | 1.6 | 48.5611 | 0 | 36.5379 |  | 2022-01-09 | 0 | 620 | 620 | 620 | 620
2022-01-10 | 8920 | 0 | 7893.6704 | 0 | 9105.9559 |  |  | 89.2 | 0 | 78.9367 | 0 | 91.0596 |  | 1.784 | 0 | 1.5787 | 0 | 1.8212 |  | 44.6 | 0 | 39.4684 | 0 | 45.5298 | 89.2 | 0 | 78.9367 | 0 | 91.0596 |  | 2022-01-10 | 0 | 620 | 620 | 620 | 620
2022-01-11 | 2880 | 0 | 0 | 0 | 0 |  |  | 28.8 | 0 | 0 | 0 | 0 |  | 0.576 | 0 | 0 | 0 | 0 |  | 14.4 | 0 | 0 | 0 | 0 | 28.8 | 0 | 0 | 0 | 0 |  | 2022-01-11 | 0 | 620 | 620 | 620 | 620
2022-01-12 | 10000 | 0 | 9700.4824 | 0 | 6899.3137 |  |  | 100 | 0 | 97.0048 | 0 | 68.9931 |  | 2 | 0 | 1.9401 | 0 | 1.3799 |  | 50 | 0 | 48.5024 | 0 | 34.4966 | 100 | 0 | 97.0048 | 0 | 68.9931 |  | 2022-01-12 | 0 | 620 | 620 | 620 | 620
2022-01-13 | 1920 | 0 | 0 | 1342.1619 | 123.7018 |  |  | 19.2 | 0 | 0 | 13.4216 | 1.237 |  | 0.384 | 0 | 0 | 0.26843 | 0.02474 |  | 9.6 | 0 | 0 | 6.7108 | 0.61851 | 19.2 | 0 | 0 | 13.4216 | 1.237 |  | 2022-01-13 | 0 | 620 | 620 | 620 | 620
2022-01-14 | 1160 | 80 | 1919.3323 | 0 | 246.233 |  |  | 11.6 | 0.8 | 19.1933 | 0 | 2.4623 |  | 0.232 | 0.016 | 0.38387 | 0 | 0.049247 |  | 5.8 | 0.4 | 9.5967 | 0 | 1.2312 | 11.6 | 0.8 | 19.1933 | 0 | 2.4623 |  | 2022-01-14 | 0 | 620 | 620 | 620 | 620
2022-01-15 | 320 | 7080 | 0 | 4860.9134 | 0 |  |  | 3.2 | 70.8 | 0 | 48.6091 | 0 |  | 0.064 | 1.416 | 0 | 0.97218 | 0 |  | 1.6 | 35.4 | 0 | 24.3046 | 0 | 3.2 | 70.8 | 0 | 48.6091 | 0 |  | 2022-01-15 | 0 | 620 | 620 | 620 | 620
2022-01-16 | 160 | 1200 | 0 | 1466.5509 | 0 |  |  | 1.6 | 12 | 0 | 14.6655 | 0 |  | 0.032 | 0.24 | 0 | 0.29331 | 0 |  | 0.8 | 6 | 0 | 7.3328 | 0 | 1.6 | 12 | 0 | 14.6655 | 0 |  | 2022-01-16 | 0 | 620 | 620 | 620 | 620
2022-01-17 | 0 | 4080 | 0 | 3420.5984 | 344.7482 |  |  | 0 | 40.8 | 0 | 34.206 | 3.4475 |  | 0 | 0.816 | 0 | 0.68412 | 0.06895 |  | 0 | 20.4 | 0 | 17.103 | 1.7237 | 0 | 40.8 | 0 | 34.206 | 3.4475 |  | 2022-01-17 | 0 | 620 | 620 | 620 | 620
2022-01-18 | 520 | 3320 | 0 | 248.4352 | 1509.3231 |  |  | 5.2 | 33.2 | 0 | 2.4844 | 15.0932 |  | 0.104 | 0.664 | 0 | 0.049687 | 0.30186 |  | 2.6 | 16.6 | 0 | 1.2422 | 7.5466 | 5.2 | 33.2 | 0 | 2.4844 | 15.0932 |  | 2022-01-18 | 0 | 620 | 620 | 620 | 620
2022-01-19 | 200 | 520 | 1599.1155 | 96.7257 | 0 |  |  | 2 | 5.2 | 15.9912 | 0.96726 | 0 |  | 0.04 | 0.104 | 0.31982 | 0.019345 | 0 |  | 1 | 2.6 | 7.9956 | 0.48363 | 0 | 2 | 5.2 | 15.9912 | 0.96726 | 0 |  | 2022-01-19 | 0 | 620 | 620 | 620 | 620
2022-01-20 | 120 | 80 | 0 | 0 | 0 |  |  | 1.2 | 0.8 | 0 | 0 | 0 |  | 0.024 | 0.016 | 0 | 0 | 0 |  | 0.6 | 0.4 | 0 | 0 | 0 | 1.2 | 0.8 | 0 | 0 | 0 |  | 2022-01-20 | 0 | 620 | 620 | 620 | 620
2022-01-21 | 160 | 3680 | 0 | 4109.4603 | 897.8636 |  |  | 1.6 | 36.8 | 0 | 41.0946 | 8.9786 |  | 0.032 | 0.736 | 0 | 0.82189 | 0.17957 |  | 0.8 | 18.4 | 0 | 20.5473 | 4.4893 | 1.6 | 36.8 | 0 | 41.0946 | 8.9786 |  | 2022-01-21 | 0 | 620 | 620 | 620 | 620
2022-01-22 | 120 | 2800 | 0 | 4494.8278 | 0 |  |  | 1.2 | 28 | 0 | 44.9483 | 0 |  | 0.024 | 0.56 | 0 | 0.89897 | 0 |  | 0.6 | 14 | 0 | 22.4741 | 0 | 1.2 | 28 | 0 | 44.9483 | 0 |  | 2022-01-22 | 0 | 620 | 620 | 620 | 620
2022-01-23 | 0 | 10000 | 0 | 10000 | 1727.5238 |  |  | 0 | 100 | 0 | 100 | 17.2752 |  | 0 | 2 | 0 | 2 | 0.3455 |  | 0 | 50 | 0 | 50 | 8.6376 | 0 | 100 | 0 | 100 | 17.2752 |  | 2022-01-23 | 0 | 620 | 620 | 620 | 620
2022-01-24 | 0 | 8000 | 926.565 | 9705.7794 | 0 |  |  | 0 | 80 | 9.2656 | 97.0578 | 0 |  | 0 | 1.6 | 0.18531 | 1.9412 | 0 |  | 0 | 40 | 4.6328 | 48.5289 | 0 | 0 | 80 | 9.2656 | 97.0578 | 0 |  | 2022-01-24 | 0 | 620 | 620 | 620 | 620
2022-01-25 | 0 | 360 | 1631.8293 | 0 | 1394.8776 |  |  | 0 | 3.6 | 16.3183 | 0 | 13.9488 |  | 0 | 0.072 | 0.32637 | 0 | 0.27898 |  | 0 | 1.8 | 8.1591 | 0 | 6.9744 | 0 | 3.6 | 16.3183 | 0 | 13.9488 |  | 2022-01-25 | 0 | 620 | 620 | 620 | 620
2022-01-26 | 0 | 560 | 0 | 0 | 298.8037 |  |  | 0 | 5.6 | 0 | 0 | 2.988 |  | 0 | 0.112 | 0 | 0 | 0.059761 |  | 0 | 2.8 | 0 | 0 | 1.494 | 0 | 5.6 | 0 | 0 | 2.988 |  | 2022-01-26 | 0 | 620 | 620 | 620 | 620
2022-01-27 | 3520 | 560 | 3872.3245 | 0 | 5079.7464 |  |  | 35.2 | 5.6 | 38.7232 | 0 | 50.7975 |  | 0.704 | 0.112 | 0.77446 | 0 | 1.0159 |  | 17.6 | 2.8 | 19.3616 | 0 | 25.3987 | 35.2 | 5.6 | 38.7232 | 0 | 50.7975 |  | 2022-01-27 | 0 | 620 | 620 | 620 | 620
2022-01-28 | 0 | 0 | 864.4356 | 1054.157 | 1829.6896 |  |  | 0 | 0 | 8.6444 | 10.5416 | 18.2969 |  | 0 | 0 | 0.17289 | 0.21083 | 0.36594 |  | 0 | 0 | 4.3222 | 5.2708 | 9.1484 | 0 | 0 | 8.6444 | 10.5416 | 18.2969 |  | 2022-01-28 | 0 | 620 | 620 | 620 | 620
2022-01-29 | 0 | 0 | 0 | 0 | 0 |  |  | 0 | 0 | 0 | 0 | 0 |  | 0 | 0 | 0 | 0 | 0 |  | 0 | 0 | 0 | 0 | 0 | 0 | 0 | 0 | 0 | 0 |  | 2022-01-29 | 0 | 620 | 620 | 620 | 620
2022-01-30 | 0 | 120 | 0 | 0 | 681.7588 |  |  | 0 | 1.2 | 0 | 0 | 6.8176 |  | 0 | 0.024 | 0 | 0 | 0.13635 |  | 0 | 0.6 | 0 | 0 | 3.4088 | 0 | 1.2 | 0 | 0 | 6.8176 |  | 2022-01-30 | 0 | 620 | 620 | 620 | 620
2022-01-31 | 520 | 1160 | 0 | 0 | 0 |  |  | 5.2 | 11.6 | 0 | 0 | 0 |  | 0.104 | 0.232 | 0 | 0 | 0 |  | 2.6 | 5.8 | 0 | 0 | 0 | 5.2 | 11.6 | 0 | 0 | 0 |  | 2022-01-31 | 0 | 620 | 620 | 620 | 620
2022-02-01 | 520 | 1600 | 0 | 0 | 0 |  |  | 5.2 | 16 | 0 | 0 | 0 |  | 0.104 | 0.32 | 0 | 0 | 0 |  | 2.6 | 8 | 0 | 0 | 0 | 5.2 | 16 | 0 | 0 | 0 |  | 2022-02-01 | 620 | 620 | 620 | 620 | 620
2022-02-02 | 0 | 5400 | 209.8845 | 3792.8731 | 794.0038 |  |  | 0 | 54 | 2.0988 | 37.9287 | 7.94 |  | 0 | 1.08 | 0.041977 | 0.75857 | 0.1588 |  | 0 | 27 | 1.0494 | 18.9644 | 3.97 | 0 | 54 | 2.0988 | 37.9287 | 7.94 |  | 2022-02-02 | 620 | 620 | 620 | 620 | 620
2022-02-03 | 0 | 120 | 1229.0331 | 0 | 0 |  |  | 0 | 1.2 | 12.2903 | 0 | 0 |  | 0 | 0.024 | 0.24581 | 0 | 0 |  | 0 | 0.6 | 6.1452 | 0 | 0 | 0 | 1.2 | 12.2903 | 0 | 0 |  | 2022-02-03 | 620 | 620 | 620 | 620 | 620
2022-02-04 | 0 | 7200 | 1519.1161 | 5065.4181 | 2822.3081 |  |  | 0 | 72 | 15.1912 | 50.6542 | 28.2231 |  | 0 | 1.44 | 0.30382 | 1.0131 | 0.56446 |  | 0 | 36 | 7.5956 | 25.3271 | 14.1115 | 0 | 72 | 15.1912 | 50.6542 | 28.2231 |  | 2022-02-04 | 620 | 620 | 620 | 620 | 620
2022-02-05 | 0 | 5440 | 0 | 2452.8514 | 0 |  |  | 0 | 54.4 | 0 | 24.5285 | 0 |  | 0 | 1.088 | 0 | 0.49057 | 0 |  | 0 | 27.2 | 0 | 12.2643 | 0 | 0 | 54.4 | 0 | 24.5285 | 0 |  | 2022-02-05 | 620 | 620 | 620 | 620 | 620
2022-02-06 | 0 | 5640 | 0 | 4400.4827 | 1295.9139 |  |  | 0 | 56.4 | 0 | 44.0048 | 12.9591 |  | 0 | 1.128 | 0 | 0.8801 | 0.25918 |  | 0 | 28.2 | 0 | 22.0024 | 6.4796 | 0 | 56.4 | 0 | 44.0048 | 12.9591 |  | 2022-02-06 | 620 | 620 | 620 | 620 | 620
2022-02-07 | 0 | 7840 | 1677.365 | 7161.9954 | 0 |  |  | 0 | 78.4 | 16.7736 | 71.62 | 0 |  | 0 | 1.568 | 0.33547 | 1.4324 | 0 |  | 0 | 39.2 | 8.3868 | 35.81 | 0 | 0 | 78.4 | 16.7736 | 71.62 | 0 |  | 2022-02-07 | 620 | 620 | 620 | 620 | 620
2022-02-08 | 0 | 1320 | 0 | 0 | 1587.5373 |  |  | 0 | 13.2 | 0 | 0 | 15.8754 |  | 0 | 0.264 | 0 | 0 | 0.31751 |  | 0 | 6.6 | 0 | 0 | 7.9377 | 0 | 13.2 | 0 | 0 | 15.8754 |  | 2022-02-08 | 620 | 620 | 620 | 620 | 620
2022-02-09 | 2440 | 640 | 152.715 | 0 | 816.8473 |  |  | 24.4 | 6.4 | 1.5271 | 0 | 8.1685 |  | 0.488 | 0.128 | 0.030543 | 0 | 0.16337 |  | 12.2 | 3.2 | 0.76357 | 0 | 4.0842 | 24.4 | 6.4 | 1.5271 | 0 | 8.1685 |  | 2022-02-09 | 620 | 620 | 620 | 620 | 620
2022-02-10 | 2680 | 40 | 1668.3957 | 0 | 986.8241 |  |  | 26.8 | 0.4 | 16.684 | 0 | 9.8682 |  | 0.536 | 0.008 | 0.33368 | 0 | 0.19736 |  | 13.4 | 0.2 | 8.342 | 0 | 4.9341 | 26.8 | 0.4 | 16.684 | 0 | 9.8682 |  | 2022-02-10 | 620 | 620 | 620 | 620 | 620
2022-02-11 | 9320 | 3920 | 10000 | 4096.7616 | 7325.3565 |  |  | 93.2 | 39.2 | 100 | 40.9676 | 73.2536 |  | 1.864 | 0.784 | 2 | 0.81935 | 1.4651 |  | 46.6 | 19.6 | 50 | 20.4838 | 36.6268 | 93.2 | 39.2 | 100 | 40.9676 | 73.2536 |  | 2022-02-11 | 620 | 620 | 620 | 620 | 620
2022-02-12 | 3360 | 6080 | 3860.1244 | 6690.5468 | 3340.6918 |  |  | 33.6 | 60.8 | 38.6012 | 66.9055 | 33.4069 |  | 0.672 | 1.216 | 0.77202 | 1.3381 | 0.66814 |  | 16.8 | 30.4 | 19.3006 | 33.4527 | 16.7035 | 33.6 | 60.8 | 38.6012 | 66.9055 | 33.4069 |  | 2022-02-12 | 620 | 620 | 620 | 620 | 620
2022-02-13 | 3120 | 3800 | 1587.8037 | 5490.794 | 217.8597 |  |  | 31.2 | 38 | 15.878 | 54.9079 | 2.1786 |  | 0.624 | 0.76 | 0.31756 | 1.0982 | 0.043572 |  | 15.6 | 19 | 7.939 | 27.454 | 1.0893 | 31.2 | 38 | 15.878 | 54.9079 | 2.1786 |  | 2022-02-13 | 620 | 620 | 620 | 620 | 620
2022-02-14 | 600 | 40 | 1878.7353 | 0 | 1784.1364 |  |  | 6 | 0.4 | 18.7874 | 0 | 17.8414 |  | 0.12 | 0.008 | 0.37575 | 0 | 0.35683 |  | 3 | 0.2 | 9.3937 | 0 | 8.9207 | 6 | 0.4 | 18.7874 | 0 | 17.8414 |  | 2022-02-14 | 620 | 620 | 620 | 620 | 620
2022-02-15 | 2320 | 0 | 2639.6239 | 0 | 1961.1783 |  |  | 23.2 | 0 | 26.3962 | 0 | 19.6118 |  | 0.464 | 0 | 0.52792 | 0 | 0.39224 |  | 11.6 | 0 | 13.1981 | 0 | 9.8059 | 23.2 | 0 | 26.3962 | 0 | 19.6118 |  | 2022-02-15 | 620 | 620 | 620 | 620 | 620
2022-02-16 | 3800 | 0 | 4228.2192 | 0 | 1697.5488 |  |  | 38 | 0 | 42.2822 | 0 | 16.9755 |  | 0.76 | 0 | 0.84564 | 0 | 0.33951 |  | 19 | 0 | 21.1411 | 0 | 8.4877 | 38 | 0 | 42.2822 | 0 | 16.9755 |  | 2022-02-16 | 620 | 620 | 620 | 620 | 620
2022-02-17 | 1840 | 0 | 1094.6893 | 0 | 2131.6048 |  |  | 18.4 | 0 | 10.9469 | 0 | 21.316 |  | 0.368 | 0 | 0.21894 | 0 | 0.42632 |  | 9.2 | 0 | 5.4734 | 0 | 10.658 | 18.4 | 0 | 10.9469 | 0 | 21.316 |  | 2022-02-17 | 620 | 620 | 620 | 620 | 620
2022-02-18 | 2520 | 800 | 30.3835 | 721.3919 | 733.4316 |  |  | 25.2 | 8 | 0.30383 | 7.2139 | 7.3343 |  | 0.504 | 0.16 | 0.0060767 | 0.14428 | 0.14669 |  | 12.6 | 4 | 0.15192 | 3.607 | 3.6672 | 25.2 | 8 | 0.30383 | 7.2139 | 7.3343 |  | 2022-02-18 | 620 | 620 | 620 | 620 | 620
2022-02-19 | 4360 | 2200 | 5496.9625 | 1611.3804 | 6428.2581 |  |  | 43.6 | 22 | 54.9696 | 16.1138 | 64.2826 |  | 0.872 | 0.44 | 1.0994 | 0.32228 | 1.2857 |  | 21.8 | 11 | 27.4848 | 8.0569 | 32.1413 | 43.6 | 22 | 54.9696 | 16.1138 | 64.2826 |  | 2022-02-19 | 620 | 620 | 620 | 620 | 620
2022-02-20 | 480 | 80 | 1483.0903 | 0 | 1741.9284 |  |  | 4.8 | 0.8 | 14.8309 | 0 | 17.4193 |  | 0.096 | 0.016 | 0.29662 | 0 | 0.34839 |  | 2.4 | 0.4 | 7.4155 | 0 | 8.7096 | 4.8 | 0.8 | 14.8309 | 0 | 17.4193 |  | 2022-02-20 | 620 | 620 | 620 | 620 | 620
2022-02-21 | 160 | 0 | 0 | 97.257 | 0 |  |  | 1.6 | 0 | 0 | 0.97257 | 0 |  | 0.032 | 0 | 0 | 0.019451 | 0 |  | 0.8 | 0 | 0 | 0.48628 | 0 | 1.6 | 0 | 0 | 0.97257 | 0 |  | 2022-02-21 | 620 | 620 | 620 | 620 | 620
2022-02-22 | 960 | 0 | 0 | 624.047 | 1724.7429 |  |  | 9.6 | 0 | 0 | 6.2405 | 17.2474 |  | 0.192 | 0 | 0 | 0.12481 | 0.34495 |  | 4.8 | 0 | 0 | 3.1202 | 8.6237 | 9.6 | 0 | 0 | 6.2405 | 17.2474 |  | 2022-02-22 | 620 | 620 | 620 | 620 | 620
2022-02-23 | 2920 | 0 | 3776.683 | 1687.1851 | 3490.1234 |  |  | 29.2 | 0 | 37.7668 | 16.8719 | 34.9012 |  | 0.584 | 0 | 0.75534 | 0.33744 | 0.69802 |  | 14.6 | 0 | 18.8834 | 8.4359 | 17.4506 | 29.2 | 0 | 37.7668 | 16.8719 | 34.9012 |  | 2022-02-23 | 620 | 620 | 620 | 620 | 620
2022-02-24 | 1360 | 40 | 1910.0813 | 1392.7729 | 2177.624 |  |  | 13.6 | 0.4 | 19.1008 | 13.9277 | 21.7762 |  | 0.272 | 0.008 | 0.38202 | 0.27855 | 0.43552 |  | 6.8 | 0.2 | 9.5504 | 6.9639 | 10.8881 | 13.6 | 0.4 | 19.1008 | 13.9277 | 21.7762 |  | 2022-02-24 | 620 | 620 | 620 | 620 | 620
2022-02-25 | 0 | 920 | 0 | 409.6626 | 0 |  |  | 0 | 9.2 | 0 | 4.0966 | 0 |  | 0 | 0.184 | 0 | 0.081933 | 0 |  | 0 | 4.6 | 0 | 2.0483 | 0 | 0 | 9.2 | 0 | 4.0966 | 0 |  | 2022-02-25 | 620 | 620 | 620 | 620 | 620
2022-02-26 | 160 | 1760 | 96.8684 | 988.0603 | 0 |  |  | 1.6 | 17.6 | 0.96868 | 9.8806 | 0 |  | 0.032 | 0.352 | 0.019374 | 0.19761 | 0 |  | 0.8 | 8.8 | 0.48434 | 4.9403 | 0 | 1.6 | 17.6 | 0.96868 | 9.8806 | 0 |  | 2022-02-26 | 620 | 620 | 620 | 620 | 620
2022-02-27 | 0 | 80 | 0 | 0 | 0 |  |  | 0 | 0.8 | 0 | 0 | 0 |  | 0 | 0.016 | 0 | 0 | 0 |  | 0 | 0.4 | 0 | 0 | 0 | 0 | 0.8 | 0 | 0 | 0 |  | 2022-02-27 | 620 | 620 | 620 | 620 | 620
2022-02-28 | 80 | 0 | 1333.9171 | 1573.799 | 0 |  |  | 0.8 | 0 | 13.3392 | 15.738 | 0 |  | 0.016 | 0 | 0.26678 | 0.31476 | 0 |  | 0.4 | 0 | 6.6696 | 7.869 | 0 | 0.8 | 0 | 13.3392 | 15.738 | 0 |  | 2022-02-28 | 620 | 620 | 620 | 620 | 620
2022-03-01 | 400 | 240 | 315.2127 | 856.4856 | 0 |  |  | 4 | 2.4 | 3.1521 | 8.5649 | 0 |  | 0.08 | 0.048 | 0.063043 | 0.1713 | 0 |  | 2 | 1.2 | 1.5761 | 4.2824 | 0 | 4 | 2.4 | 3.1521 | 8.5649 | 0 |  | 2022-03-01 | 620 | 620 | 620 | 620 | 620
2022-03-02 | 3800 | 0 | 698.6493 | 1538.703 | 0 |  |  | 38 | 0 | 6.9865 | 15.387 | 0 |  | 0.76 | 0 | 0.13973 | 0.30774 | 0 |  | 19 | 0 | 3.4932 | 7.6935 | 0 | 38 | 0 | 6.9865 | 15.387 | 0 |  | 2022-03-02 | 620 | 620 | 620 | 620 | 620
2022-03-03 | 200 | 0 | 1942.8042 | 0 | 760.5587 |  |  | 2 | 0 | 19.428 | 0 | 7.6056 |  | 0.04 | 0 | 0.38856 | 0 | 0.15211 |  | 1 | 0 | 9.714 | 0 | 3.8028 | 2 | 0 | 19.428 | 0 | 7.6056 |  | 2022-03-03 | 620 | 620 | 620 | 620 | 620
2022-03-04 | 480 | 80 | 918.2525 | 1396.9149 | 1212.7152 |  |  | 4.8 | 0.8 | 9.1825 | 13.9691 | 12.1272 |  | 0.096 | 0.016 | 0.18365 | 0.27938 | 0.24254 |  | 2.4 | 0.4 | 4.5913 | 6.9846 | 6.0636 | 4.8 | 0.8 | 9.1825 | 13.9691 | 12.1272 |  | 2022-03-04 | 620 | 620 | 620 | 620 | 620
2022-03-05 | 4760 | 360 | 1994.9555 | 0 | 2200.3885 |  |  | 47.6 | 3.6 | 19.9496 | 0 | 22.0039 |  | 0.952 | 0.072 | 0.39899 | 0 | 0.44008 |  | 23.8 | 1.8 | 9.9748 | 0 | 11.0019 | 47.6 | 3.6 | 19.9496 | 0 | 22.0039 |  | 2022-03-05 | 620 | 620 | 620 | 620 | 620
2022-03-06 | 1720 | 160 | 1893.8001 | 0 | 0 |  |  | 17.2 | 1.6 | 18.938 | 0 | 0 |  | 0.344 | 0.032 | 0.37876 | 0 | 0 |  | 8.6 | 0.8 | 9.469 | 0 | 0 | 17.2 | 1.6 | 18.938 | 0 | 0 |  | 2022-03-06 | 620 | 620 | 620 | 620 | 620
2022-03-07 | 6800 | 0 | 5678.8189 | 0 | 5961.682 |  |  | 68 | 0 | 56.7882 | 0 | 59.6168 |  | 1.36 | 0 | 1.1358 | 0 | 1.1923 |  | 34 | 0 | 28.3941 | 0 | 29.8084 | 68 | 0 | 56.7882 | 0 | 59.6168 |  | 2022-03-07 | 620 | 620 | 620 | 620 | 620
2022-03-08 | 10000 | 80 | 9579.7865 | 0 | 9041.5919 |  |  | 100 | 0.8 | 95.7979 | 0 | 90.4159 |  | 2 | 0.016 | 1.916 | 0 | 1.8083 |  | 50 | 0.4 | 47.8989 | 0 | 45.208 | 100 | 0.8 | 95.7979 | 0 | 90.4159 |  | 2022-03-08 | 620 | 620 | 620 | 620 | 620
2022-03-09 | 2120 | 80 | 1264.0511 | 1704.2606 | 904.8966 |  |  | 21.2 | 0.8 | 12.6405 | 17.0426 | 9.049 |  | 0.424 | 0.016 | 0.25281 | 0.34085 | 0.18098 |  | 10.6 | 0.4 | 6.3203 | 8.5213 | 4.5245 | 21.2 | 0.8 | 12.6405 | 17.0426 | 9.049 |  | 2022-03-09 | 620 | 620 | 620 | 620 | 620
2022-03-10 | 480 | 560 | 1894.2642 | 0 | 2062.2243 |  |  | 4.8 | 5.6 | 18.9426 | 0 | 20.6222 |  | 0.096 | 0.112 | 0.37885 | 0 | 0.41244 |  | 2.4 | 2.8 | 9.4713 | 0 | 10.3111 | 4.8 | 5.6 | 18.9426 | 0 | 20.6222 |  | 2022-03-10 | 620 | 620 | 620 | 620 | 620
2022-03-11 | 0 | 2720 | 0 | 2167.578 | 0 |  |  | 0 | 27.2 | 0 | 21.6758 | 0 |  | 0 | 0.544 | 0 | 0.43352 | 0 |  | 0 | 13.6 | 0 | 10.8379 | 0 | 0 | 27.2 | 0 | 21.6758 | 0 |  | 2022-03-11 | 620 | 620 | 620 | 620 | 620
2022-03-12 | 560 | 1720 | 0 | 0 | 114.5599 |  |  | 5.6 | 17.2 | 0 | 0 | 1.1456 |  | 0.112 | 0.344 | 0 | 0 | 0.022912 |  | 2.8 | 8.6 | 0 | 0 | 0.5728 | 5.6 | 17.2 | 0 | 0 | 1.1456 |  | 2022-03-12 | 620 | 620 | 620 | 620 | 620
2022-03-13 | 4040 | 3480 | 4088.6348 | 1367.5848 | 1010.4369 |  |  | 40.4 | 34.8 | 40.8863 | 13.6758 | 10.1044 |  | 0.808 | 0.696 | 0.81773 | 0.27352 | 0.20209 |  | 20.2 | 17.4 | 20.4432 | 6.8379 | 5.0522 | 40.4 | 34.8 | 40.8863 | 13.6758 | 10.1044 |  | 2022-03-13 | 620 | 620 | 620 | 620 | 620
2022-03-14 | 2760 | 120 | 2400.8356 | 1300.0868 | 2590.4974 |  |  | 27.6 | 1.2 | 24.0084 | 13.0009 | 25.905 |  | 0.552 | 0.024 | 0.48017 | 0.26002 | 0.5181 |  | 13.8 | 0.6 | 12.0042 | 6.5004 | 12.9525 | 27.6 | 1.2 | 24.0084 | 13.0009 | 25.905 |  | 2022-03-14 | 620 | 620 | 620 | 620 | 620
2022-03-15 | 4560 | 0 | 5390.9864 | 0 | 6480.2569 |  |  | 45.6 | 0 | 53.9099 | 0 | 64.8026 |  | 0.912 | 0 | 1.0782 | 0 | 1.2961 |  | 22.8 | 0 | 26.9549 | 0 | 32.4013 | 45.6 | 0 | 53.9099 | 0 | 64.8026 |  | 2022-03-15 | 620 | 620 | 620 | 620 | 620
2022-03-16 | 1080 | 0 | 333.3725 | 311.5531 | 0 |  |  | 10.8 | 0 | 3.3337 | 3.1155 | 0 |  | 0.216 | 0 | 0.066674 | 0.062311 | 0 |  | 5.4 | 0 | 1.6669 | 1.5578 | 0 | 10.8 | 0 | 3.3337 | 3.1155 | 0 |  | 2022-03-16 | 620 | 620 | 620 | 620 | 620
2022-03-17 | 80 | 0 | 960.2147 | 0 | 2606.9927 |  |  | 0.8 | 0 | 9.6021 | 0 | 26.0699 |  | 0.016 | 0 | 0.19204 | 0 | 0.5214 |  | 0.4 | 0 | 4.8011 | 0 | 13.035 | 0.8 | 0 | 9.6021 | 0 | 26.0699 |  | 2022-03-17 | 620 | 620 | 620 | 620 | 620
2022-03-18 | 6200 | 6200 | 3023.2156 | 6777.6126 | 1136.7468 |  |  | 62 | 62 | 30.2322 | 67.7761 | 11.3675 |  | 1.24 | 1.24 | 0.60464 | 1.3555 | 0.22735 |  | 31 | 31 | 15.1161 | 33.8881 | 5.6837 | 62 | 62 | 30.2322 | 67.7761 | 11.3675 |  | 2022-03-18 | 620 | 620 | 620 | 620 | 620
2022-03-19 | 320 | 7080 | 1647.8114 | 7974.3088 | 3375.7493 |  |  | 3.2 | 70.8 | 16.4781 | 79.7431 | 33.7575 |  | 0.064 | 1.416 | 0.32956 | 1.5949 | 0.67515 |  | 1.6 | 35.4 | 8.2391 | 39.8715 | 16.8787 | 3.2 | 70.8 | 16.4781 | 79.7431 | 33.7575 |  | 2022-03-19 | 620 | 620 | 620 | 620 | 620
2022-03-20 | 320 | 5720 | 1612.3568 | 7365.2592 | 0 |  |  | 3.2 | 57.2 | 16.1236 | 73.6526 | 0 |  | 0.064 | 1.144 | 0.32247 | 1.4731 | 0 |  | 1.6 | 28.6 | 8.0618 | 36.8263 | 0 | 3.2 | 57.2 | 16.1236 | 73.6526 | 0 |  | 2022-03-20 | 620 | 620 | 620 | 620 | 620
2022-03-21 | 1520 | 0 | 1462.2369 | 0 | 0 |  |  | 15.2 | 0 | 14.6224 | 0 | 0 |  | 0.304 | 0 | 0.29245 | 0 | 0 |  | 7.6 | 0 | 7.3112 | 0 | 0 | 15.2 | 0 | 14.6224 | 0 | 0 |  | 2022-03-21 | 620 | 620 | 620 | 620 | 620
2022-03-22 | 520 | 1400 | 0 | 359.6734 | 0 |  |  | 5.2 | 14 | 0 | 3.5967 | 0 |  | 0.104 | 0.28 | 0 | 0.071935 | 0 |  | 2.6 | 7 | 0 | 1.7984 | 0 | 5.2 | 14 | 0 | 3.5967 | 0 |  | 2022-03-22 | 620 | 620 | 620 | 620 | 620
2022-03-23 | 0 | 1920 | 1175.0018 | 482.0615 | 326.4707 |  |  | 0 | 19.2 | 11.75 | 4.8206 | 3.2647 |  | 0 | 0.384 | 0.235 | 0.096412 | 0.065294 |  | 0 | 9.6 | 5.875 | 2.4103 | 1.6324 | 0 | 19.2 | 11.75 | 4.8206 | 3.2647 |  | 2022-03-23 | 620 | 620 | 620 | 620 | 620
2022-03-24 | 800 | 3640 | 411.3326 | 4532.2357 | 1447.1055 |  |  | 8 | 36.4 | 4.1133 | 45.3224 | 14.4711 |  | 0.16 | 0.728 | 0.082267 | 0.90645 | 0.28942 |  | 4 | 18.2 | 2.0567 | 22.6612 | 7.2355 | 8 | 36.4 | 4.1133 | 45.3224 | 14.4711 |  | 2022-03-24 | 620 | 620 | 620 | 620 | 620
2022-03-25 | 6200 | 10000 | 3069.7438 | 10000 | 4117.971 |  |  | 62 | 100 | 30.6974 | 100 | 41.1797 |  | 1.24 | 2 | 0.61395 | 2 | 0.82359 |  | 31 | 50 | 15.3487 | 50 | 20.5899 | 62 | 100 | 30.6974 | 100 | 41.1797 |  | 2022-03-25 | 620 | 620 | 620 | 620 | 620
2022-03-26 | 40 | 6640 | 0 | 7680.9471 | 1721.3767 |  |  | 0.4 | 66.4 | 0 | 76.8095 | 17.2138 |  | 0.008 | 1.328 | 0 | 1.5362 | 0.34428 |  | 0.2 | 33.2 | 0 | 38.4047 | 8.6069 | 0.4 | 66.4 | 0 | 76.8095 | 17.2138 |  | 2022-03-26 | 620 | 620 | 620 | 620 | 620
2022-03-27 | 880 | 5240 | 25.0975 | 4239.475 | 267.1771 |  |  | 8.8 | 52.4 | 0.25097 | 42.3948 | 2.6718 |  | 0.176 | 1.048 | 0.0050195 | 0.8479 | 0.053435 |  | 4.4 | 26.2 | 0.12549 | 21.1974 | 1.3359 | 8.8 | 52.4 | 0.25097 | 42.3948 | 2.6718 |  | 2022-03-27 | 620 | 620 | 620 | 620 | 620
2022-03-28 | 4720 | 10000 | 4739.5149 | 10000 | 4342.9627 |  |  | 47.2 | 100 | 47.3951 | 100 | 43.4296 |  | 0.944 | 2 | 0.9479 | 2 | 0.86859 |  | 23.6 | 50 | 23.6976 | 50 | 21.7148 | 47.2 | 100 | 47.3951 | 100 | 43.4296 |  | 2022-03-28 | 620 | 620 | 620 | 620 | 620
2022-03-29 | 8320 | 2000 | 7396.8685 | 407.8337 | 4691.9922 |  |  | 83.2 | 20 | 73.9687 | 4.0783 | 46.9199 |  | 1.664 | 0.4 | 1.4794 | 0.081567 | 0.9384 |  | 41.6 | 10 | 36.9843 | 2.0392 | 23.46 | 83.2 | 20 | 73.9687 | 4.0783 | 46.9199 |  | 2022-03-29 | 620 | 620 | 620 | 620 | 620
2022-03-30 | 600 | 7540 | 0 | 4789.7577 | 0 |  |  | 6 | 75.4 | 0 | 47.8976 | 0 |  | 0.12 | 1.508 | 0 | 0.95795 | 0 |  | 3 | 37.7 | 0 | 23.9488 | 0 | 6 | 75.4 | 0 | 47.8976 | 0 |  | 2022-03-30 | 620 | 620 | 620 | 620 | 620
2022-03-31 | 0 | 2320 | 1219.5601 | 2693.2998 | 1343.2344 |  |  | 0 | 23.2 | 12.1956 | 26.933 | 13.4323 |  | 0 | 0.464 | 0.24391 | 0.53866 | 0.26865 |  | 0 | 11.6 | 6.0978 | 13.4665 | 6.7162 | 0 | 23.2 | 12.1956 | 26.933 | 13.4323 |  | 2022-03-31 | 620 | 620 | 620 | 620 | 620
2022-04-01 | 0 | 0 | 0 | 0 | 0 |  |  | 0 | 0 | 0 | 0 | 0 |  | 0 | 0 | 0 | 0 | 0 |  | 0 | 0 | 0 | 0 | 0 | 0 | 0 | 0 | 0 | 0 |  | 2022-04-01 | 620 | 620 | 620 | 620 | 620
2022-04-02 | 1120 | 6740 | 898.9494 | 5294.7791 | 29.2529 |  |  | 11.2 | 67.4 | 8.9895 | 52.9478 | 0.29253 |  | 0.224 | 1.348 | 0.17979 | 1.059 | 0.0058506 |  | 5.6 | 33.7 | 4.4947 | 26.4739 | 0.14626 | 11.2 | 67.4 | 8.9895 | 52.9478 | 0.29253 |  | 2022-04-02 | 620 | 620 | 620 | 620 | 620
2022-04-03 | 4080 | 1800 | 2691.7046 | 0 | 4452.7368 |  |  | 40.8 | 18 | 26.917 | 0 | 44.5274 |  | 0.816 | 0.36 | 0.53834 | 0 | 0.89055 |  | 20.4 | 9 | 13.4585 | 0 | 22.2637 | 40.8 | 18 | 26.917 | 0 | 44.5274 |  | 2022-04-03 | 620 | 620 | 620 | 620 | 620
2022-04-04 | 520 | 1680 | 1617.5169 | 1403.029 | 639.2592 |  |  | 5.2 | 16.8 | 16.1752 | 14.0303 | 6.3926 |  | 0.104 | 0.336 | 0.3235 | 0.28061 | 0.12785 |  | 2.6 | 8.4 | 8.0876 | 7.0151 | 3.1963 | 5.2 | 16.8 | 16.1752 | 14.0303 | 6.3926 |  | 2022-04-04 | 620 | 620 | 620 | 620 | 620
2022-04-05 | 3180 | 120 | 4025.2334 | 0 | 5569.786 |  |  | 31.8 | 1.2 | 40.2523 | 0 | 55.6979 |  | 0.636 | 0.024 | 0.80505 | 0 | 1.114 |  | 15.9 | 0.6 | 20.1262 | 0 | 27.8489 | 31.8 | 1.2 | 40.2523 | 0 | 55.6979 |  | 2022-04-05 | 620 | 620 | 620 | 620 | 620
2022-04-06 | 1880 | 0 | 0 | 0 | 0 |  |  | 18.8 | 0 | 0 | 0 | 0 |  | 0.376 | 0 | 0 | 0 | 0 |  | 9.4 | 0 | 0 | 0 | 0 | 18.8 | 0 | 0 | 0 | 0 |  | 2022-04-06 | 620 | 620 | 620 | 620 | 620
2022-04-07 | 2720 | 0 | 1366.0004 | 299.721 | 0 |  |  | 27.2 | 0 | 13.66 | 2.9972 | 0 |  | 0.544 | 0 | 0.2732 | 0.059944 | 0 |  | 13.6 | 0 | 6.83 | 1.4986 | 0 | 27.2 | 0 | 13.66 | 2.9972 | 0 |  | 2022-04-07 | 620 | 620 | 620 | 620 | 620
2022-04-08 | 1120 | 0 | 1028.3898 | 0 | 2623.6385 |  |  | 11.2 | 0 | 10.2839 | 0 | 26.2364 |  | 0.224 | 0 | 0.20568 | 0 | 0.52473 |  | 5.6 | 0 | 5.1419 | 0 | 13.1182 | 11.2 | 0 | 10.2839 | 0 | 26.2364 |  | 2022-04-08 | 620 | 620 | 620 | 620 | 620
2022-04-09 | 0 | 640 | 0 | 0 | 0 |  |  | 0 | 6.4 | 0 | 0 | 0 |  | 0 | 0.128 | 0 | 0 | 0 |  | 0 | 3.2 | 0 | 0 | 0 | 0 | 6.4 | 0 | 0 | 0 |  | 2022-04-09 | 620 | 620 | 620 | 620 | 620
2022-04-10 | 3320 | 8040 | 715.3549 | 9745.1439 | 0 |  |  | 33.2 | 80.4 | 7.1535 | 97.4514 | 0 |  | 0.664 | 1.608 | 0.14307 | 1.949 | 0 |  | 16.6 | 40.2 | 3.5768 | 48.7257 | 0 | 33.2 | 80.4 | 7.1535 | 97.4514 | 0 |  | 2022-04-10 | 620 | 620 | 620 | 620 | 620
2022-04-11 | 0 | 1840 | 0 | 708.0666 | 0 |  |  | 0 | 18.4 | 0 | 7.0807 | 0 |  | 0 | 0.368 | 0 | 0.14161 | 0 |  | 0 | 9.2 | 0 | 3.5403 | 0 | 0 | 18.4 | 0 | 7.0807 | 0 |  | 2022-04-11 | 620 | 620 | 620 | 620 | 620
2022-04-12 | 0 | 4880 | 0 | 4004.0675 | 1295.0216 |  |  | 0 | 48.8 | 0 | 40.0407 | 12.9502 |  | 0 | 0.976 | 0 | 0.80081 | 0.259 |  | 0 | 24.4 | 0 | 20.0203 | 6.4751 | 0 | 48.8 | 0 | 40.0407 | 12.9502 |  | 2022-04-12 | 620 | 620 | 620 | 620 | 620
2022-04-13 | 0 | 3240 | 0 | 1450.3903 | 844.4174 |  |  | 0 | 32.4 | 0 | 14.5039 | 8.4442 |  | 0 | 0.648 | 0 | 0.29008 | 0.16888 |  | 0 | 16.2 | 0 | 7.252 | 4.2221 | 0 | 32.4 | 0 | 14.5039 | 8.4442 |  | 2022-04-13 | 620 | 620 | 620 | 620 | 620
2022-04-14 | 2960 | 300 | 2860.2366 | 0 | 1928.2503 |  |  | 29.6 | 3 | 28.6024 | 0 | 19.2825 |  | 0.592 | 0.06 | 0.57205 | 0 | 0.38565 |  | 14.8 | 1.5 | 14.3012 | 0 | 9.6413 | 29.6 | 3 | 28.6024 | 0 | 19.2825 |  | 2022-04-14 | 620 | 620 | 620 | 620 | 620
2022-04-15 | 4160 | 7440 | 4572.3924 | 8320.5462 | 2647.3468 |  |  | 41.6 | 74.4 | 45.7239 | 83.2055 | 26.4735 |  | 0.832 | 1.488 | 0.91448 | 1.6641 | 0.52947 |  | 20.8 | 37.2 | 22.862 | 41.6027 | 13.2367 | 41.6 | 74.4 | 45.7239 | 83.2055 | 26.4735 |  | 2022-04-15 | 620 | 620 | 620 | 620 | 620
2022-04-16 | 7480 | 600 | 5981.0608 | 0 | 5749.7006 |  |  | 74.8 | 6 | 59.8106 | 0 | 57.497 |  | 1.496 | 0.12 | 1.1962 | 0 | 1.1499 |  | 37.4 | 3 | 29.9053 | 0 | 28.7485 | 74.8 | 6 | 59.8106 | 0 | 57.497 |  | 2022-04-16 | 620 | 620 | 620 | 620 | 620
2022-04-17 | 1960 | 0 | 0 | 973.9081 | 0 |  |  | 19.6 | 0 | 0 | 9.7391 | 0 |  | 0.392 | 0 | 0 | 0.19478 | 0 |  | 9.8 | 0 | 0 | 4.8695 | 0 | 19.6 | 0 | 0 | 9.7391 | 0 |  | 2022-04-17 | 620 | 620 | 620 | 620 | 620
2022-04-18 | 380 | 0 | 0 | 0 | 1190.8564 |  |  | 3.8 | 0 | 0 | 0 | 11.9086 |  | 0.076 | 0 | 0 | 0 | 0.23817 |  | 1.9 | 0 | 0 | 0 | 5.9543 | 3.8 | 0 | 0 | 0 | 11.9086 |  | 2022-04-18 | 620 | 620 | 620 | 620 | 620
2022-04-19 | 4200 | 0 | 3185.748 | 0 | 805.1843 |  |  | 42 | 0 | 31.8575 | 0 | 8.0518 |  | 0.84 | 0 | 0.63715 | 0 | 0.16104 |  | 21 | 0 | 15.9287 | 0 | 4.0259 | 42 | 0 | 31.8575 | 0 | 8.0518 |  | 2022-04-19 | 620 | 620 | 620 | 620 | 620
2022-04-20 | 6000 | 220 | 6033.8808 | 0 | 7448.5182 |  |  | 60 | 2.2 | 60.3388 | 0 | 74.4852 |  | 1.2 | 0.044 | 1.2068 | 0 | 1.4897 |  | 30 | 1.1 | 30.1694 | 0 | 37.2426 | 60 | 2.2 | 60.3388 | 0 | 74.4852 |  | 2022-04-20 | 620 | 620 | 620 | 620 | 620
2022-04-21 | 0 | 80 | 1741.9976 | 0 | 0 |  |  | 0 | 0.8 | 17.42 | 0 | 0 |  | 0 | 0.016 | 0.3484 | 0 | 0 |  | 0 | 0.4 | 8.71 | 0 | 0 | 0 | 0.8 | 17.42 | 0 | 0 |  | 2022-04-21 | 620 | 620 | 620 | 620 | 620
2022-04-22 | 880 | 1640 | 0 | 821.9751 | 0 |  |  | 8.8 | 16.4 | 0 | 8.2198 | 0 |  | 0.176 | 0.328 | 0 | 0.1644 | 0 |  | 4.4 | 8.2 | 0 | 4.1099 | 0 | 8.8 | 16.4 | 0 | 8.2198 | 0 |  | 2022-04-22 | 620 | 620 | 620 | 620 | 620
2022-04-23 | 2560 | 1680 | 0 | 63.4765 | 0 |  |  | 25.6 | 16.8 | 0 | 0.63476 | 0 |  | 0.512 | 0.336 | 0 | 0.012695 | 0 |  | 12.8 | 8.4 | 0 | 0.31738 | 0 | 25.6 | 16.8 | 0 | 0.63476 | 0 |  | 2022-04-23 | 620 | 620 | 620 | 620 | 620
2022-04-24 | 5200 | 360 | 2205.283 | 0 | 424.8983 |  |  | 52 | 3.6 | 22.0528 | 0 | 4.249 |  | 1.04 | 0.072 | 0.44106 | 0 | 0.08498 |  | 26 | 1.8 | 11.0264 | 0 | 2.1245 | 52 | 3.6 | 22.0528 | 0 | 4.249 |  | 2022-04-24 | 620 | 620 | 620 | 620 | 620
2022-04-25 | 360 | 0 | 0 | 0 | 573.0948 |  |  | 3.6 | 0 | 0 | 0 | 5.7309 |  | 0.072 | 0 | 0 | 0 | 0.11462 |  | 1.8 | 0 | 0 | 0 | 2.8655 | 3.6 | 0 | 0 | 0 | 5.7309 |  | 2022-04-25 | 620 | 620 | 620 | 620 | 620
2022-04-26 | 7000 | 840 | 6902.8272 | 1141.7366 | 4834.3065 |  |  | 70 | 8.4 | 69.0283 | 11.4174 | 48.3431 |  | 1.4 | 0.168 | 1.3806 | 0.22835 | 0.96686 |  | 35 | 4.2 | 34.5141 | 5.7087 | 24.1715 | 70 | 8.4 | 69.0283 | 11.4174 | 48.3431 |  | 2022-04-26 | 620 | 620 | 620 | 620 | 620
2022-04-27 | 1440 | 4480 | 2322.6545 | 4507.9977 | 3629.6477 |  |  | 14.4 | 44.8 | 23.2265 | 45.08 | 36.2965 |  | 0.288 | 0.896 | 0.46453 | 0.9016 | 0.72593 |  | 7.2 | 22.4 | 11.6133 | 22.54 | 18.1482 | 14.4 | 44.8 | 23.2265 | 45.08 | 36.2965 |  | 2022-04-27 | 620 | 620 | 620 | 620 | 620
2022-04-28 | 160 | 3080 | 0 | 4033.0386 | 0 |  |  | 1.6 | 30.8 | 0 | 40.3304 | 0 |  | 0.032 | 0.616 | 0 | 0.80661 | 0 |  | 0.8 | 15.4 | 0 | 20.1652 | 0 | 1.6 | 30.8 | 0 | 40.3304 | 0 |  | 2022-04-28 | 620 | 620 | 620 | 620 | 620
2022-04-29 | 20 | 5520 | 1127.4393 | 2672.3924 | 1385.7718 |  |  | 0.2 | 55.2 | 11.2744 | 26.7239 | 13.8577 |  | 0.004 | 1.104 | 0.22549 | 0.53448 | 0.27715 |  | 0.1 | 27.6 | 5.6372 | 13.362 | 6.9289 | 0.2 | 55.2 | 11.2744 | 26.7239 | 13.8577 |  | 2022-04-29 | 620 | 620 | 620 | 620 | 620
2022-04-30 | 0 | 960 | 0 | 2031.3011 | 767.6119 |  |  | 0 | 9.6 | 0 | 20.313 | 7.6761 |  | 0 | 0.192 | 0 | 0.40626 | 0.15352 |  | 0 | 4.8 | 0 | 10.1565 | 3.8381 | 0 | 9.6 | 0 | 20.313 | 7.6761 |  | 2022-04-30 | 620 | 620 | 620 | 620 | 620
2022-05-01 | 0 | 160 | 541.3273 | 80.5551 | 1291.2394 |  |  | 0 | 1.6 | 5.4133 | 0.80555 | 12.9124 |  | 0 | 0.032 | 0.10827 | 0.016111 | 0.25825 |  | 0 | 0.8 | 2.7066 | 0.40278 | 6.4562 | 0 | 1.6 | 5.4133 | 0.80555 | 12.9124 |  | 2022-05-01 | 620 | 620 | 620 | 620 | 620
2022-05-02 | 400 | 0 | 1752.4806 | 1665.2585 | 0 |  |  | 4 | 0 | 17.5248 | 16.6526 | 0 |  | 0.08 | 0 | 0.3505 | 0.33305 | 0 |  | 2 | 0 | 8.7624 | 8.3263 | 0 | 4 | 0 | 17.5248 | 16.6526 | 0 |  | 2022-05-02 | 620 | 620 | 620 | 620 | 620
2022-05-03 | 920 | 0 | 0 | 1711.2663 | 0 |  |  | 9.2 | 0 | 0 | 17.1127 | 0 |  | 0.184 | 0 | 0 | 0.34225 | 0 |  | 4.6 | 0 | 0 | 8.5563 | 0 | 9.2 | 0 | 0 | 17.1127 | 0 |  | 2022-05-03 | 620 | 620 | 620 | 620 | 620
2022-05-04 | 760 | 3960 | 2206.8522 | 2006.1528 | 2166.2051 |  |  | 7.6 | 39.6 | 22.0685 | 20.0615 | 21.6621 |  | 0.152 | 0.792 | 0.44137 | 0.40123 | 0.43324 |  | 3.8 | 19.8 | 11.0343 | 10.0308 | 10.831 | 7.6 | 39.6 | 22.0685 | 20.0615 | 21.6621 |  | 2022-05-04 | 620 | 620 | 620 | 620 | 620
2022-05-05 | 0 | 80 | 0 | 0 | 0 |  |  | 0 | 0.8 | 0 | 0 | 0 |  | 0 | 0.016 | 0 | 0 | 0 |  | 0 | 0.4 | 0 | 0 | 0 | 0 | 0.8 | 0 | 0 | 0 |  | 2022-05-05 | 620 | 620 | 620 | 620 | 620
2022-05-06 | 0 | 0 | 0 | 0 | 0 |  |  | 0 | 0 | 0 | 0 | 0 |  | 0 | 0 | 0 | 0 | 0 |  | 0 | 0 | 0 | 0 | 0 | 0 | 0 | 0 | 0 | 0 |  | 2022-05-06 | 620 | 620 | 620 | 620 | 620
2022-05-07 | 0 | 0 | 0 | 0 | 0 |  |  | 0 | 0 | 0 | 0 | 0 |  | 0 | 0 | 0 | 0 | 0 |  | 0 | 0 | 0 | 0 | 0 | 0 | 0 | 0 | 0 | 0 |  | 2022-05-07 | 620 | 620 | 620 | 620 | 620
2022-05-08 | 0 | 0 | 1166.6973 | 0 | 1280.9048 |  |  | 0 | 0 | 11.667 | 0 | 12.809 |  | 0 | 0 | 0.23334 | 0 | 0.25618 |  | 0 | 0 | 5.8335 | 0 | 6.4045 | 0 | 0 | 11.667 | 0 | 12.809 |  | 2022-05-08 | 620 | 620 | 620 | 620 | 620
2022-05-09 | 0 | 0 | 1363.6347 | 0 | 2581.1263 |  |  | 0 | 0 | 13.6363 | 0 | 25.8113 |  | 0 | 0 | 0.27273 | 0 | 0.51623 |  | 0 | 0 | 6.8182 | 0 | 12.9056 | 0 | 0 | 13.6363 | 0 | 25.8113 |  | 2022-05-09 | 620 | 620 | 620 | 620 | 620
2022-05-10 | 40 | 80 | 1697.4428 | 1336.1845 | 1417.2257 |  |  | 0.4 | 0.8 | 16.9744 | 13.3618 | 14.1723 |  | 0.008 | 0.016 | 0.33949 | 0.26724 | 0.28345 |  | 0.2 | 0.4 | 8.4872 | 6.6809 | 7.0861 | 0.4 | 0.8 | 16.9744 | 13.3618 | 14.1723 |  | 2022-05-10 | 620 | 620 | 620 | 620 | 620
2022-05-11 | 0 | 0 | 983.0169 | 0 | 0 |  |  | 0 | 0 | 9.8302 | 0 | 0 |  | 0 | 0 | 0.1966 | 0 | 0 |  | 0 | 0 | 4.9151 | 0 | 0 | 0 | 0 | 9.8302 | 0 | 0 |  | 2022-05-11 | 620 | 620 | 620 | 620 | 620
2022-05-12 | 40 | 0 | 0 | 0 | 0 |  |  | 0.4 | 0 | 0 | 0 | 0 |  | 0.008 | 0 | 0 | 0 | 0 |  | 0.2 | 0 | 0 | 0 | 0 | 0.4 | 0 | 0 | 0 | 0 |  | 2022-05-12 | 620 | 620 | 620 | 620 | 620
2022-05-13 | 0 | 0 | 1313.2564 | 0 | 2137.0334 |  |  | 0 | 0 | 13.1326 | 0 | 21.3703 |  | 0 | 0 | 0.26265 | 0 | 0.42741 |  | 0 | 0 | 6.5663 | 0 | 10.6852 | 0 | 0 | 13.1326 | 0 | 21.3703 |  | 2022-05-13 | 620 | 620 | 620 | 620 | 620
2022-05-14 | 0 | 0 | 0 | 1591.2616 | 0 |  |  | 0 | 0 | 0 | 15.9126 | 0 |  | 0 | 0 | 0 | 0.31825 | 0 |  | 0 | 0 | 0 | 7.9563 | 0 | 0 | 0 | 0 | 15.9126 | 0 |  | 2022-05-14 | 620 | 620 | 620 | 620 | 620
2022-05-15 | 0 | 0 | 0 | 0 | 0 |  |  | 0 | 0 | 0 | 0 | 0 |  | 0 | 0 | 0 | 0 | 0 |  | 0 | 0 | 0 | 0 | 0 | 0 | 0 | 0 | 0 | 0 |  | 2022-05-15 | 620 | 620 | 620 | 620 | 620
2022-05-16 | 560 | 40 | 496.1587 | 0 | 0 |  |  | 5.6 | 0.4 | 4.9616 | 0 | 0 |  | 0.112 | 0.008 | 0.099232 | 0 | 0 |  | 2.8 | 0.2 | 2.4808 | 0 | 0 | 5.6 | 0.4 | 4.9616 | 0 | 0 |  | 2022-05-16 | 620 | 620 | 620 | 620 | 620
2022-05-17 | 0 | 0 | 0 | 0 | 0 |  |  | 0 | 0 | 0 | 0 | 0 |  | 0 | 0 | 0 | 0 | 0 |  | 0 | 0 | 0 | 0 | 0 | 0 | 0 | 0 | 0 | 0 |  | 2022-05-17 | 620 | 620 | 620 | 620 | 620
2022-05-18 | 0 | 0 | 1269.6184 | 0 | 1275.6471 |  |  | 0 | 0 | 12.6962 | 0 | 12.7565 |  | 0 | 0 | 0.25392 | 0 | 0.25513 |  | 0 | 0 | 6.3481 | 0 | 6.3782 | 0 | 0 | 12.6962 | 0 | 12.7565 |  | 2022-05-18 | 620 | 620 | 620 | 620 | 620
2022-05-19 | 0 | 0 | 1771.8017 | 1005.2059 | 973.9072 |  |  | 0 | 0 | 17.718 | 10.0521 | 9.7391 |  | 0 | 0 | 0.35436 | 0.20104 | 0.19478 |  | 0 | 0 | 8.859 | 5.026 | 4.8695 | 0 | 0 | 17.718 | 10.0521 | 9.7391 |  | 2022-05-19 | 620 | 620 | 620 | 620 | 620
2022-05-20 | 0 | 0 | 438.1905 | 0 | 1258.3744 |  |  | 0 | 0 | 4.3819 | 0 | 12.5837 |  | 0 | 0 | 0.087638 | 0 | 0.25167 |  | 0 | 0 | 2.191 | 0 | 6.2919 | 0 | 0 | 4.3819 | 0 | 12.5837 |  | 2022-05-20 | 620 | 620 | 620 | 620 | 620
2022-05-21 | 1640 | 0 | 2221.659 | 0 | 2311.543 |  |  | 16.4 | 0 | 22.2166 | 0 | 23.1154 |  | 0.328 | 0 | 0.44433 | 0 | 0.46231 |  | 8.2 | 0 | 11.1083 | 0 | 11.5577 | 16.4 | 0 | 22.2166 | 0 | 23.1154 |  | 2022-05-21 | 620 | 620 | 620 | 620 | 620
2022-05-22 | 5920 | 40 | 5879.4733 | 0 | 6646.8952 |  |  | 59.2 | 0.4 | 58.7947 | 0 | 66.469 |  | 1.184 | 0.008 | 1.1759 | 0 | 1.3294 |  | 29.6 | 0.2 | 29.3974 | 0 | 33.2345 | 59.2 | 0.4 | 58.7947 | 0 | 66.469 |  | 2022-05-22 | 620 | 620 | 620 | 620 | 620
2022-05-23 | 160 | 40 | 1152.7131 | 332.1193 | 0 |  |  | 1.6 | 0.4 | 11.5271 | 3.3212 | 0 |  | 0.032 | 0.008 | 0.23054 | 0.066424 | 0 |  | 0.8 | 0.2 | 5.7636 | 1.6606 | 0 | 1.6 | 0.4 | 11.5271 | 3.3212 | 0 |  | 2022-05-23 | 620 | 620 | 620 | 620 | 620
2022-05-24 | 1040 | 0 | 0 | 0 | 0 |  |  | 10.4 | 0 | 0 | 0 | 0 |  | 0.208 | 0 | 0 | 0 | 0 |  | 5.2 | 0 | 0 | 0 | 0 | 10.4 | 0 | 0 | 0 | 0 |  | 2022-05-24 | 620 | 620 | 620 | 620 | 620
2022-05-25 | 4680 | 0 | 3111.9441 | 0 | 2104.3466 |  |  | 46.8 | 0 | 31.1194 | 0 | 21.0435 |  | 0.936 | 0 | 0.62239 | 0 | 0.42087 |  | 23.4 | 0 | 15.5597 | 0 | 10.5217 | 46.8 | 0 | 31.1194 | 0 | 21.0435 |  | 2022-05-25 | 620 | 620 | 620 | 620 | 620
2022-05-26 | 0 | 0 | 0 | 0 | 565.0575 |  |  | 0 | 0 | 0 | 0 | 5.6506 |  | 0 | 0 | 0 | 0 | 0.11301 |  | 0 | 0 | 0 | 0 | 2.8253 | 0 | 0 | 0 | 0 | 5.6506 |  | 2022-05-26 | 620 | 620 | 620 | 620 | 620
2022-05-27 | 880 | 0 | 2198.4859 | 601.7623 | 869.502 |  |  | 8.8 | 0 | 21.9849 | 6.0176 | 8.695 |  | 0.176 | 0 | 0.4397 | 0.12035 | 0.1739 |  | 4.4 | 0 | 10.9924 | 3.0088 | 4.3475 | 8.8 | 0 | 21.9849 | 6.0176 | 8.695 |  | 2022-05-27 | 620 | 620 | 620 | 620 | 620
2022-05-28 | 0 | 0 | 0 | 281.9054 | 0 |  |  | 0 | 0 | 0 | 2.8191 | 0 |  | 0 | 0 | 0 | 0.056381 | 0 |  | 0 | 0 | 0 | 1.4095 | 0 | 0 | 0 | 0 | 2.8191 | 0 |  | 2022-05-28 | 620 | 620 | 620 | 620 | 620
2022-05-29 | 0 | 0 | 0 | 848.6404 | 0 |  |  | 0 | 0 | 0 | 8.4864 | 0 |  | 0 | 0 | 0 | 0.16973 | 0 |  | 0 | 0 | 0 | 4.2432 | 0 | 0 | 0 | 0 | 8.4864 | 0 |  | 2022-05-29 | 620 | 620 | 620 | 620 | 620
2022-05-30 | 0 | 0 | 0 | 1543.618 | 0 |  |  | 0 | 0 | 0 | 15.4362 | 0 |  | 0 | 0 | 0 | 0.30872 | 0 |  | 0 | 0 | 0 | 7.7181 | 0 | 0 | 0 | 0 | 15.4362 | 0 |  | 2022-05-30 | 620 | 620 | 620 | 620 | 620
2022-05-31 | 0 | 0 | 211.9933 | 0 | 446.9625 |  |  | 0 | 0 | 2.1199 | 0 | 4.4696 |  | 0 | 0 | 0.042399 | 0 | 0.089392 |  | 0 | 0 | 1.06 | 0 | 2.2348 | 0 | 0 | 2.1199 | 0 | 4.4696 |  | 2022-05-31 | 620 | 620 | 620 | 620 | 620
2022-06-01 | 0 | 1480 | 1516.2873 | 2936.2959 | 2799.3281 |  |  | 0 | 14.8 | 15.1629 | 29.363 | 27.9933 |  | 0 | 0.296 | 0.30326 | 0.58726 | 0.55987 |  | 0 | 7.4 | 7.5814 | 14.6815 | 13.9966 | 0 | 14.8 | 15.1629 | 29.363 | 27.9933 |  | 2022-06-01 | 620 | 620 | 620 | 620 | 620
2022-06-02 | 0 | 560 | 712.7909 | 0 | 798.9206 |  |  | 0 | 5.6 | 7.1279 | 0 | 7.9892 |  | 0 | 0.112 | 0.14256 | 0 | 0.15978 |  | 0 | 2.8 | 3.564 | 0 | 3.9946 | 0 | 5.6 | 7.1279 | 0 | 7.9892 |  | 2022-06-02 | 620 | 620 | 620 | 620 | 620
2022-06-03 | 0 | 0 | 0 | 0 | 0 |  |  | 0 | 0 | 0 | 0 | 0 |  | 0 | 0 | 0 | 0 | 0 |  | 0 | 0 | 0 | 0 | 0 | 0 | 0 | 0 | 0 | 0 |  | 2022-06-03 | 620 | 620 | 620 | 620 | 620
2022-06-04 | 0 | 0 | 0 | 1195.8888 | 360.5962 |  |  | 0 | 0 | 0 | 11.9589 | 3.606 |  | 0 | 0 | 0 | 0.23918 | 0.072119 |  | 0 | 0 | 0 | 5.9794 | 1.803 | 0 | 0 | 0 | 11.9589 | 3.606 |  | 2022-06-04 | 620 | 620 | 620 | 620 | 620
2022-06-05 | 0 | 0 | 0 | 0 | 0 |  |  | 0 | 0 | 0 | 0 | 0 |  | 0 | 0 | 0 | 0 | 0 |  | 0 | 0 | 0 | 0 | 0 | 0 | 0 | 0 | 0 | 0 |  | 2022-06-05 | 620 | 620 | 620 | 620 | 620
2022-06-06 | 0 | 0 | 0 | 0 | 0 |  |  | 0 | 0 | 0 | 0 | 0 |  | 0 | 0 | 0 | 0 | 0 |  | 0 | 0 | 0 | 0 | 0 | 0 | 0 | 0 | 0 | 0 |  | 2022-06-06 | 620 | 620 | 620 | 620 | 620
2022-06-07 | 0 | 0 | 0 | 918.8295 | 0 |  |  | 0 | 0 | 0 | 9.1883 | 0 |  | 0 | 0 | 0 | 0.18377 | 0 |  | 0 | 0 | 0 | 4.5941 | 0 | 0 | 0 | 0 | 9.1883 | 0 |  | 2022-06-07 | 620 | 620 | 620 | 620 | 620
2022-06-08 | 40 | 0 | 0 | 0 | 0 |  |  | 0.4 | 0 | 0 | 0 | 0 |  | 0.008 | 0 | 0 | 0 | 0 |  | 0.2 | 0 | 0 | 0 | 0 | 0.4 | 0 | 0 | 0 | 0 |  | 2022-06-08 | 620 | 620 | 620 | 620 | 620
2022-06-09 | 0 | 0 | 0 | 1541.1007 | 0 |  |  | 0 | 0 | 0 | 15.411 | 0 |  | 0 | 0 | 0 | 0.30822 | 0 |  | 0 | 0 | 0 | 7.7055 | 0 | 0 | 0 | 0 | 15.411 | 0 |  | 2022-06-09 | 620 | 620 | 620 | 620 | 620
2022-06-10 | 0 | 0 | 0 | 0 | 1751.2865 |  |  | 0 | 0 | 0 | 0 | 17.5129 |  | 0 | 0 | 0 | 0 | 0.35026 |  | 0 | 0 | 0 | 0 | 8.7564 | 0 | 0 | 0 | 0 | 17.5129 |  | 2022-06-10 | 620 | 620 | 620 | 620 | 620
2022-06-11 | 0 | 0 | 0 | 715.1676 | 0 |  |  | 0 | 0 | 0 | 7.1517 | 0 |  | 0 | 0 | 0 | 0.14303 | 0 |  | 0 | 0 | 0 | 3.5758 | 0 | 0 | 0 | 0 | 7.1517 | 0 |  | 2022-06-11 | 620 | 620 | 620 | 620 | 620
2022-06-12 | 0 | 0 | 1741.8762 | 0 | 1625.9372 |  |  | 0 | 0 | 17.4188 | 0 | 16.2594 |  | 0 | 0 | 0.34838 | 0 | 0.32519 |  | 0 | 0 | 8.7094 | 0 | 8.1297 | 0 | 0 | 17.4188 | 0 | 16.2594 |  | 2022-06-12 | 620 | 620 | 620 | 620 | 620
2022-06-13 | 0 | 0 | 0 | 1011.1865 | 0 |  |  | 0 | 0 | 0 | 10.1119 | 0 |  | 0 | 0 | 0 | 0.20224 | 0 |  | 0 | 0 | 0 | 5.0559 | 0 | 0 | 0 | 0 | 10.1119 | 0 |  | 2022-06-13 | 620 | 620 | 620 | 620 | 620
2022-06-14 | 720 | 0 | 0 | 0 | 946.9053 |  |  | 7.2 | 0 | 0 | 0 | 9.4691 |  | 0.144 | 0 | 0 | 0 | 0.18938 |  | 3.6 | 0 | 0 | 0 | 4.7345 | 7.2 | 0 | 0 | 0 | 9.4691 |  | 2022-06-14 | 620 | 620 | 620 | 620 | 620
2022-06-15 | 0 | 0 | 0 | 0 | 0 |  |  | 0 | 0 | 0 | 0 | 0 |  | 0 | 0 | 0 | 0 | 0 |  | 0 | 0 | 0 | 0 | 0 | 0 | 0 | 0 | 0 | 0 |  | 2022-06-15 | 620 | 620 | 620 | 620 | 620
2022-06-16 | 0 | 0 | 0 | 723.0585 | 0 |  |  | 0 | 0 | 0 | 7.2306 | 0 |  | 0 | 0 | 0 | 0.14461 | 0 |  | 0 | 0 | 0 | 3.6153 | 0 | 0 | 0 | 0 | 7.2306 | 0 |  | 2022-06-16 | 620 | 620 | 620 | 620 | 620
2022-06-17 | 0 | 0 | 0 | 354.5667 | 0 |  |  | 0 | 0 | 0 | 3.5457 | 0 |  | 0 | 0 | 0 | 0.070913 | 0 |  | 0 | 0 | 0 | 1.7728 | 0 | 0 | 0 | 0 | 3.5457 | 0 |  | 2022-06-17 | 620 | 620 | 620 | 620 | 620
2022-06-18 | 320 | 1400 | 0 | 223.5009 | 0 |  |  | 3.2 | 14 | 0 | 2.235 | 0 |  | 0.064 | 0.28 | 0 | 0.0447 | 0 |  | 1.6 | 7 | 0 | 1.1175 | 0 | 3.2 | 14 | 0 | 2.235 | 0 |  | 2022-06-18 | 620 | 620 | 620 | 620 | 620
2022-06-19 | 4160 | 0 | 4291.0828 | 1210.4321 | 4009.3138 |  |  | 41.6 | 0 | 42.9108 | 12.1043 | 40.0931 |  | 0.832 | 0 | 0.85822 | 0.24209 | 0.80186 |  | 20.8 | 0 | 21.4554 | 6.0522 | 20.0466 | 41.6 | 0 | 42.9108 | 12.1043 | 40.0931 |  | 2022-06-19 | 620 | 620 | 620 | 620 | 620
2022-06-20 | 640 | 0 | 1907.9441 | 206.3415 | 2913.3326 |  |  | 6.4 | 0 | 19.0794 | 2.0634 | 29.1333 |  | 0.128 | 0 | 0.38159 | 0.041268 | 0.58267 |  | 3.2 | 0 | 9.5397 | 1.0317 | 14.5667 | 6.4 | 0 | 19.0794 | 2.0634 | 29.1333 |  | 2022-06-20 | 620 | 620 | 620 | 620 | 620
2022-06-21 | 240 | 0 | 0 | 0 | 1761.0904 |  |  | 2.4 | 0 | 0 | 0 | 17.6109 |  | 0.048 | 0 | 0 | 0 | 0.35222 |  | 1.2 | 0 | 0 | 0 | 8.8055 | 2.4 | 0 | 0 | 0 | 17.6109 |  | 2022-06-21 | 620 | 620 | 620 | 620 | 620
2022-06-22 | 0 | 0 | 0 | 320.4465 | 0 |  |  | 0 | 0 | 0 | 3.2045 | 0 |  | 0 | 0 | 0 | 0.064089 | 0 |  | 0 | 0 | 0 | 1.6022 | 0 | 0 | 0 | 0 | 3.2045 | 0 |  | 2022-06-22 | 620 | 620 | 620 | 620 | 620
2022-06-23 | 3080 | 280 | 1028.274 | 0 | 0 |  |  | 30.8 | 2.8 | 10.2827 | 0 | 0 |  | 0.616 | 0.056 | 0.20565 | 0 | 0 |  | 15.4 | 1.4 | 5.1414 | 0 | 0 | 30.8 | 2.8 | 10.2827 | 0 | 0 |  | 2022-06-23 | 620 | 620 | 620 | 620 | 620
2022-06-24 | 240 | 2680 | 1784.7651 | 1322.1904 | 1261.7703 |  |  | 2.4 | 26.8 | 17.8477 | 13.2219 | 12.6177 |  | 0.048 | 0.536 | 0.35695 | 0.26444 | 0.25235 |  | 1.2 | 13.4 | 8.9238 | 6.611 | 6.3089 | 2.4 | 26.8 | 17.8477 | 13.2219 | 12.6177 |  | 2022-06-24 | 620 | 620 | 620 | 620 | 620
2022-06-25 | 0 | 800 | 0 | 2569.9898 | 0 |  |  | 0 | 8 | 0 | 25.6999 | 0 |  | 0 | 0.16 | 0 | 0.514 | 0 |  | 0 | 4 | 0 | 12.8499 | 0 | 0 | 8 | 0 | 25.6999 | 0 |  | 2022-06-25 | 620 | 620 | 620 | 620 | 620
2022-06-26 | 1160 | 0 | 0 | 0 | 0 |  |  | 11.6 | 0 | 0 | 0 | 0 |  | 0.232 | 0 | 0 | 0 | 0 |  | 5.8 | 0 | 0 | 0 | 0 | 11.6 | 0 | 0 | 0 | 0 |  | 2022-06-26 | 620 | 620 | 620 | 620 | 620
2022-06-27 | 4080 | 0 | 924.6381 | 0 | 1795.0073 |  |  | 40.8 | 0 | 9.2464 | 0 | 17.9501 |  | 0.816 | 0 | 0.18493 | 0 | 0.359 |  | 20.4 | 0 | 4.6232 | 0 | 8.975 | 40.8 | 0 | 9.2464 | 0 | 17.9501 |  | 2022-06-27 | 620 | 620 | 620 | 620 | 620
2022-06-28 | 4080 | 0 | 4099.9646 | 0 | 1382.0918 |  |  | 40.8 | 0 | 40.9996 | 0 | 13.8209 |  | 0.816 | 0 | 0.81999 | 0 | 0.27642 |  | 20.4 | 0 | 20.4998 | 0 | 6.9105 | 40.8 | 0 | 40.9996 | 0 | 13.8209 |  | 2022-06-28 | 620 | 620 | 620 | 620 | 620
2022-06-29 | 120 | 0 | 423.8008 | 0 | 0 |  |  | 1.2 | 0 | 4.238 | 0 | 0 |  | 0.024 | 0 | 0.08476 | 0 | 0 |  | 0.6 | 0 | 2.119 | 0 | 0 | 1.2 | 0 | 4.238 | 0 | 0 |  | 2022-06-29 | 620 | 620 | 620 | 620 | 620
2022-06-30 | 0 | 0 | 1689.9258 | 0 | 1343.1223 |  |  | 0 | 0 | 16.8993 | 0 | 13.4312 |  | 0 | 0 | 0.33799 | 0 | 0.26862 |  | 0 | 0 | 8.4496 | 0 | 6.7156 | 0 | 0 | 16.8993 | 0 | 13.4312 |  | 2022-06-30 | 620 | 620 | 620 | 620 | 620
2022-07-01 | 0 | 0 | 0 | 295.88 | 0 |  |  | 0 | 0 | 0 | 2.9588 | 0 |  | 0 | 0 | 0 | 0.059176 | 0 |  | 0 | 0 | 0 | 1.4794 | 0 | 0 | 0 | 0 | 2.9588 | 0 |  | 2022-07-01 | 620 | 620 | 620 | 620 | 620
2022-07-02 | 360 | 0 | 0 | 0 | 0 |  |  | 3.6 | 0 | 0 | 0 | 0 |  | 0.072 | 0 | 0 | 0 | 0 |  | 1.8 | 0 | 0 | 0 | 0 | 3.6 | 0 | 0 | 0 | 0 |  | 2022-07-02 | 620 | 620 | 620 | 620 | 620
2022-07-03 | 1240 | 0 | 0 | 0 | 0 |  |  | 12.4 | 0 | 0 | 0 | 0 |  | 0.248 | 0 | 0 | 0 | 0 |  | 6.2 | 0 | 0 | 0 | 0 | 12.4 | 0 | 0 | 0 | 0 |  | 2022-07-03 | 620 | 620 | 620 | 620 | 620
2022-07-04 | 1880 | 0 | 0 | 0 | 1059.8195 |  |  | 18.8 | 0 | 0 | 0 | 10.5982 |  | 0.376 | 0 | 0 | 0 | 0.21196 |  | 9.4 | 0 | 0 | 0 | 5.2991 | 18.8 | 0 | 0 | 0 | 10.5982 |  | 2022-07-04 | 620 | 620 | 620 | 620 | 620
2022-07-05 | 5320 | 0 | 3827.7976 | 1729.1176 | 2166.2684 |  |  | 53.2 | 0 | 38.278 | 17.2912 | 21.6627 |  | 1.064 | 0 | 0.76556 | 0.34582 | 0.43325 |  | 26.6 | 0 | 19.139 | 8.6456 | 10.8313 | 53.2 | 0 | 38.278 | 17.2912 | 21.6627 |  | 2022-07-05 | 620 | 620 | 620 | 620 | 620
2022-07-06 | 2720 | 0 | 3597.5907 | 0 | 3536.336 |  |  | 27.2 | 0 | 35.9759 | 0 | 35.3634 |  | 0.544 | 0 | 0.71952 | 0 | 0.70727 |  | 13.6 | 0 | 17.988 | 0 | 17.6817 | 27.2 | 0 | 35.9759 | 0 | 35.3634 |  | 2022-07-06 | 620 | 620 | 620 | 620 | 620
2022-07-07 | 0 | 40 | 103.0235 | 940.6 | 817.9454 |  |  | 0 | 0.4 | 1.0302 | 9.406 | 8.1795 |  | 0 | 0.008 | 0.020605 | 0.18812 | 0.16359 |  | 0 | 0.2 | 0.51512 | 4.703 | 4.0897 | 0 | 0.4 | 1.0302 | 9.406 | 8.1795 |  | 2022-07-07 | 620 | 620 | 620 | 620 | 620
2022-07-08 | 0 | 0 | 0 | 0 | 945.3451 |  |  | 0 | 0 | 0 | 0 | 9.4535 |  | 0 | 0 | 0 | 0 | 0.18907 |  | 0 | 0 | 0 | 0 | 4.7267 | 0 | 0 | 0 | 0 | 9.4535 |  | 2022-07-08 | 620 | 620 | 620 | 620 | 620
2022-07-09 | 0 | 200 | 1605.5276 | 1427.5426 | 781.4833 |  |  | 0 | 2 | 16.0553 | 14.2754 | 7.8148 |  | 0 | 0.04 | 0.32111 | 0.28551 | 0.1563 |  | 0 | 1 | 8.0276 | 7.1377 | 3.9074 | 0 | 2 | 16.0553 | 14.2754 | 7.8148 |  | 2022-07-09 | 620 | 620 | 620 | 620 | 620
2022-07-10 | 0 | 240 | 1729.3499 | 0 | 731.2272 |  |  | 0 | 2.4 | 17.2935 | 0 | 7.3123 |  | 0 | 0.048 | 0.34587 | 0 | 0.14625 |  | 0 | 1.2 | 8.6467 | 0 | 3.6561 | 0 | 2.4 | 17.2935 | 0 | 7.3123 |  | 2022-07-10 | 620 | 620 | 620 | 620 | 620
2022-07-11 | 0 | 480 | 880.0609 | 2061.0818 | 0 |  |  | 0 | 4.8 | 8.8006 | 20.6108 | 0 |  | 0 | 0.096 | 0.17601 | 0.41222 | 0 |  | 0 | 2.4 | 4.4003 | 10.3054 | 0 | 0 | 4.8 | 8.8006 | 20.6108 | 0 |  | 2022-07-11 | 620 | 620 | 620 | 620 | 620
2022-07-12 | 0 | 800 | 0 | 847.8321 | 0 |  |  | 0 | 8 | 0 | 8.4783 | 0 |  | 0 | 0.16 | 0 | 0.16957 | 0 |  | 0 | 4 | 0 | 4.2392 | 0 | 0 | 8 | 0 | 8.4783 | 0 |  | 2022-07-12 | 620 | 620 | 620 | 620 | 620
2022-07-13 | 0 | 0 | 0 | 389.1275 | 0 |  |  | 0 | 0 | 0 | 3.8913 | 0 |  | 0 | 0 | 0 | 0.077826 | 0 |  | 0 | 0 | 0 | 1.9456 | 0 | 0 | 0 | 0 | 3.8913 | 0 |  | 2022-07-13 | 620 | 620 | 620 | 620 | 620
2022-07-14 | 0 | 0 | 1055.277 | 0 | 1471.3529 |  |  | 0 | 0 | 10.5528 | 0 | 14.7135 |  | 0 | 0 | 0.21106 | 0 | 0.29427 |  | 0 | 0 | 5.2764 | 0 | 7.3568 | 0 | 0 | 10.5528 | 0 | 14.7135 |  | 2022-07-14 | 620 | 620 | 620 | 620 | 620
2022-07-15 | 0 | 0 | 0 | 0 | 617.48 |  |  | 0 | 0 | 0 | 0 | 6.1748 |  | 0 | 0 | 0 | 0 | 0.1235 |  | 0 | 0 | 0 | 0 | 3.0874 | 0 | 0 | 0 | 0 | 6.1748 |  | 2022-07-15 | 620 | 620 | 620 | 620 | 620
2022-07-16 | 0 | 0 | 1577.2899 | 0 | 3094.6656 |  |  | 0 | 0 | 15.7729 | 0 | 30.9467 |  | 0 | 0 | 0.31546 | 0 | 0.61893 |  | 0 | 0 | 7.8864 | 0 | 15.4733 | 0 | 0 | 15.7729 | 0 | 30.9467 |  | 2022-07-16 | 620 | 620 | 620 | 620 | 620
2022-07-17 | 0 | 0 | 0 | 0 | 0 |  |  | 0 | 0 | 0 | 0 | 0 |  | 0 | 0 | 0 | 0 | 0 |  | 0 | 0 | 0 | 0 | 0 | 0 | 0 | 0 | 0 | 0 |  | 2022-07-17 | 620 | 620 | 620 | 620 | 620
2022-07-18 | 7400 | 0 | 6756.8285 | 1286.361 | 7772.8643 |  |  | 74 | 0 | 67.5683 | 12.8636 | 77.7286 |  | 1.48 | 0 | 1.3514 | 0.25727 | 1.5546 |  | 37 | 0 | 33.7841 | 6.4318 | 38.8643 | 74 | 0 | 67.5683 | 12.8636 | 77.7286 |  | 2022-07-18 | 620 | 620 | 620 | 620 | 620
2022-07-19 | 360 | 0 | 0 | 1047.5988 | 0 |  |  | 3.6 | 0 | 0 | 10.476 | 0 |  | 0.072 | 0 | 0 | 0.20952 | 0 |  | 1.8 | 0 | 0 | 5.238 | 0 | 3.6 | 0 | 0 | 10.476 | 0 |  | 2022-07-19 | 620 | 620 | 620 | 620 | 620
2022-07-20 | 0 | 120 | 0 | 1080.2631 | 1168.4172 |  |  | 0 | 1.2 | 0 | 10.8026 | 11.6842 |  | 0 | 0.024 | 0 | 0.21605 | 0.23368 |  | 0 | 0.6 | 0 | 5.4013 | 5.8421 | 0 | 1.2 | 0 | 10.8026 | 11.6842 |  | 2022-07-20 | 620 | 620 | 620 | 620 | 620
2022-07-21 | 0 | 0 | 0 | 0 | 0 |  |  | 0 | 0 | 0 | 0 | 0 |  | 0 | 0 | 0 | 0 | 0 |  | 0 | 0 | 0 | 0 | 0 | 0 | 0 | 0 | 0 | 0 |  | 2022-07-21 | 620 | 620 | 620 | 620 | 620
2022-07-22 | 1600 | 0 | 1862.3557 | 917.5654 | 3512.3 |  |  | 16 | 0 | 18.6236 | 9.1757 | 35.123 |  | 0.32 | 0 | 0.37247 | 0.18351 | 0.70246 |  | 8 | 0 | 9.3118 | 4.5878 | 17.5615 | 16 | 0 | 18.6236 | 9.1757 | 35.123 |  | 2022-07-22 | 620 | 620 | 620 | 620 | 620
2022-07-23 | 3640 | 1680 | 3617.4557 | 0 | 3042.832 |  |  | 36.4 | 16.8 | 36.1746 | 0 | 30.4283 |  | 0.728 | 0.336 | 0.72349 | 0 | 0.60857 |  | 18.2 | 8.4 | 18.0873 | 0 | 15.2142 | 36.4 | 16.8 | 36.1746 | 0 | 30.4283 |  | 2022-07-23 | 620 | 620 | 620 | 620 | 620
2022-07-24 | 120 | 800 | 56.7964 | 0 | 0 |  |  | 1.2 | 8 | 0.56796 | 0 | 0 |  | 0.024 | 0.16 | 0.011359 | 0 | 0 |  | 0.6 | 4 | 0.28398 | 0 | 0 | 1.2 | 8 | 0.56796 | 0 | 0 |  | 2022-07-24 | 620 | 620 | 620 | 620 | 620
2022-07-25 | 0 | 840 | 626.4368 | 2318.7636 | 0 |  |  | 0 | 8.4 | 6.2644 | 23.1876 | 0 |  | 0 | 0.168 | 0.12529 | 0.46375 | 0 |  | 0 | 4.2 | 3.1322 | 11.5938 | 0 | 0 | 8.4 | 6.2644 | 23.1876 | 0 |  | 2022-07-25 | 620 | 620 | 620 | 620 | 620
2022-07-26 | 0 | 0 | 942.949 | 0 | 0 |  |  | 0 | 0 | 9.4295 | 0 | 0 |  | 0 | 0 | 0.18859 | 0 | 0 |  | 0 | 0 | 4.7147 | 0 | 0 | 0 | 0 | 9.4295 | 0 | 0 |  | 2022-07-26 | 620 | 620 | 620 | 620 | 620
2022-07-27 | 0 | 0 | 0 | 0 | 0 |  |  | 0 | 0 | 0 | 0 | 0 |  | 0 | 0 | 0 | 0 | 0 |  | 0 | 0 | 0 | 0 | 0 | 0 | 0 | 0 | 0 | 0 |  | 2022-07-27 | 620 | 620 | 620 | 620 | 620
2022-07-28 | 0 | 0 | 593.721 | 1107.5304 | 1376.1356 |  |  | 0 | 0 | 5.9372 | 11.0753 | 13.7614 |  | 0 | 0 | 0.11874 | 0.22151 | 0.27523 |  | 0 | 0 | 2.9686 | 5.5377 | 6.8807 | 0 | 0 | 5.9372 | 11.0753 | 13.7614 |  | 2022-07-28 | 620 | 620 | 620 | 620 | 620
2022-07-29 | 0 | 0 | 172.4125 | 0 | 0 |  |  | 0 | 0 | 1.7241 | 0 | 0 |  | 0 | 0 | 0.034482 | 0 | 0 |  | 0 | 0 | 0.86206 | 0 | 0 | 0 | 0 | 1.7241 | 0 | 0 |  | 2022-07-29 | 620 | 620 | 620 | 620 | 620
2022-07-30 | 0 | 0 | 1773.1948 | 0 | 0 |  |  | 0 | 0 | 17.7319 | 0 | 0 |  | 0 | 0 | 0.35464 | 0 | 0 |  | 0 | 0 | 8.866 | 0 | 0 | 0 | 0 | 17.7319 | 0 | 0 |  | 2022-07-30 | 620 | 620 | 620 | 620 | 620
2022-07-31 | 0 | 0 | 654.3195 | 0 | 1059.3134 |  |  | 0 | 0 | 6.5432 | 0 | 10.5931 |  | 0 | 0 | 0.13086 | 0 | 0.21186 |  | 0 | 0 | 3.2716 | 0 | 5.2966 | 0 | 0 | 6.5432 | 0 | 10.5931 |  | 2022-07-31 | 620 | 620 | 620 | 620 | 620
2022-08-01 | 0 | 0 | 0 | 0 | 0 |  |  | 0 | 0 | 0 | 0 | 0 |  | 0 | 0 | 0 | 0 | 0 |  | 0 | 0 | 0 | 0 | 0 | 0 | 0 | 0 | 0 | 0 |  | 2022-08-01 | 620 | 620 | 620 | 620 | 620
2022-08-02 | 0 | 0 | 151.527 | 0 | 0 |  |  | 0 | 0 | 1.5153 | 0 | 0 |  | 0 | 0 | 0.030305 | 0 | 0 |  | 0 | 0 | 0.75764 | 0 | 0 | 0 | 0 | 1.5153 | 0 | 0 |  | 2022-08-02 | 620 | 620 | 620 | 620 | 620
2022-08-03 | 0 | 0 | 0 | 0 | 0 |  |  | 0 | 0 | 0 | 0 | 0 |  | 0 | 0 | 0 | 0 | 0 |  | 0 | 0 | 0 | 0 | 0 | 0 | 0 | 0 | 0 | 0 |  | 2022-08-03 | 620 | 620 | 620 | 620 | 620
2022-08-04 | 0 | 0 | 567.1629 | 0 | 0 |  |  | 0 | 0 | 5.6716 | 0 | 0 |  | 0 | 0 | 0.11343 | 0 | 0 |  | 0 | 0 | 2.8358 | 0 | 0 | 0 | 0 | 5.6716 | 0 | 0 |  | 2022-08-04 | 620 | 620 | 620 | 620 | 620
2022-08-05 | 0 | 0 | 0 | 217.8516 | 0 |  |  | 0 | 0 | 0 | 2.1785 | 0 |  | 0 | 0 | 0 | 0.04357 | 0 |  | 0 | 0 | 0 | 1.0893 | 0 | 0 | 0 | 0 | 2.1785 | 0 |  | 2022-08-05 | 620 | 620 | 620 | 620 | 620
2022-08-06 | 0 | 640 | 0 | 569.7879 | 693.6516 |  |  | 0 | 6.4 | 0 | 5.6979 | 6.9365 |  | 0 | 0.128 | 0 | 0.11396 | 0.13873 |  | 0 | 3.2 | 0 | 2.8489 | 3.4683 | 0 | 6.4 | 0 | 5.6979 | 6.9365 |  | 2022-08-06 | 620 | 620 | 620 | 620 | 620
2022-08-07 | 0 | 2920 | 0 | 4188.306 | 0 |  |  | 0 | 29.2 | 0 | 41.8831 | 0 |  | 0 | 0.584 | 0 | 0.83766 | 0 |  | 0 | 14.6 | 0 | 20.9415 | 0 | 0 | 29.2 | 0 | 41.8831 | 0 |  | 2022-08-07 | 620 | 620 | 620 | 620 | 620
2022-08-08 | 0 | 4880 | 0 | 4440.7615 | 0 |  |  | 0 | 48.8 | 0 | 44.4076 | 0 |  | 0 | 0.976 | 0 | 0.88815 | 0 |  | 0 | 24.4 | 0 | 22.2038 | 0 | 0 | 48.8 | 0 | 44.4076 | 0 |  | 2022-08-08 | 620 | 620 | 620 | 620 | 620
2022-08-09 | 0 | 360 | 146.7419 | 958.6918 | 0 |  |  | 0 | 3.6 | 1.4674 | 9.5869 | 0 |  | 0 | 0.072 | 0.029348 | 0.19174 | 0 |  | 0 | 1.8 | 0.73371 | 4.7935 | 0 | 0 | 3.6 | 1.4674 | 9.5869 | 0 |  | 2022-08-09 | 620 | 620 | 620 | 620 | 620
2022-08-10 | 0 | 0 | 0 | 0 | 0 |  |  | 0 | 0 | 0 | 0 | 0 |  | 0 | 0 | 0 | 0 | 0 |  | 0 | 0 | 0 | 0 | 0 | 0 | 0 | 0 | 0 | 0 |  | 2022-08-10 | 620 | 620 | 620 | 620 | 620
2022-08-11 | 0 | 0 | 0 | 0 | 0 |  |  | 0 | 0 | 0 | 0 | 0 |  | 0 | 0 | 0 | 0 | 0 |  | 0 | 0 | 0 | 0 | 0 | 0 | 0 | 0 | 0 | 0 |  | 2022-08-11 | 620 | 620 | 620 | 620 | 620
2022-08-12 | 0 | 0 | 0 | 0 | 713.4479 |  |  | 0 | 0 | 0 | 0 | 7.1345 |  | 0 | 0 | 0 | 0 | 0.14269 |  | 0 | 0 | 0 | 0 | 3.5672 | 0 | 0 | 0 | 0 | 7.1345 |  | 2022-08-12 | 620 | 620 | 620 | 620 | 620
2022-08-13 | 0 | 0 | 472.0197 | 0 | 0 |  |  | 0 | 0 | 4.7202 | 0 | 0 |  | 0 | 0 | 0.094404 | 0 | 0 |  | 0 | 0 | 2.3601 | 0 | 0 | 0 | 0 | 4.7202 | 0 | 0 |  | 2022-08-13 | 620 | 620 | 620 | 620 | 620
2022-08-14 | 0 | 0 | 0 | 1761.022 | 0 |  |  | 0 | 0 | 0 | 17.6102 | 0 |  | 0 | 0 | 0 | 0.3522 | 0 |  | 0 | 0 | 0 | 8.8051 | 0 | 0 | 0 | 0 | 17.6102 | 0 |  | 2022-08-14 | 620 | 620 | 620 | 620 | 620
2022-08-15 | 0 | 0 | 891.0548 | 0 | 2336.6894 |  |  | 0 | 0 | 8.9105 | 0 | 23.3669 |  | 0 | 0 | 0.17821 | 0 | 0.46734 |  | 0 | 0 | 4.4553 | 0 | 11.6834 | 0 | 0 | 8.9105 | 0 | 23.3669 |  | 2022-08-15 | 620 | 620 | 620 | 620 | 620
2022-08-16 | 0 | 0 | 597.2167 | 264.59 | 2148.3025 |  |  | 0 | 0 | 5.9722 | 2.6459 | 21.483 |  | 0 | 0 | 0.11944 | 0.052918 | 0.42966 |  | 0 | 0 | 2.9861 | 1.323 | 10.7415 | 0 | 0 | 5.9722 | 2.6459 | 21.483 |  | 2022-08-16 | 620 | 620 | 620 | 620 | 620
2022-08-17 | 0 | 0 | 0 | 1235.4089 | 0 |  |  | 0 | 0 | 0 | 12.3541 | 0 |  | 0 | 0 | 0 | 0.24708 | 0 |  | 0 | 0 | 0 | 6.177 | 0 | 0 | 0 | 0 | 12.3541 | 0 |  | 2022-08-17 | 620 | 620 | 620 | 620 | 620
2022-08-18 | 0 | 0 | 0 | 0 | 0 |  |  | 0 | 0 | 0 | 0 | 0 |  | 0 | 0 | 0 | 0 | 0 |  | 0 | 0 | 0 | 0 | 0 | 0 | 0 | 0 | 0 | 0 |  | 2022-08-18 | 620 | 620 | 620 | 620 | 620
2022-08-19 | 0 | 0 | 0 | 0 | 0 |  |  | 0 | 0 | 0 | 0 | 0 |  | 0 | 0 | 0 | 0 | 0 |  | 0 | 0 | 0 | 0 | 0 | 0 | 0 | 0 | 0 | 0 |  | 2022-08-19 | 620 | 620 | 620 | 620 | 620
2022-08-20 | 0 | 0 | 0 | 102.4621 | 0 |  |  | 0 | 0 | 0 | 1.0246 | 0 |  | 0 | 0 | 0 | 0.020492 | 0 |  | 0 | 0 | 0 | 0.51231 | 0 | 0 | 0 | 0 | 1.0246 | 0 |  | 2022-08-20 | 620 | 620 | 620 | 620 | 620
2022-08-21 | 0 | 0 | 0 | 758.8633 | 0 |  |  | 0 | 0 | 0 | 7.5886 | 0 |  | 0 | 0 | 0 | 0.15177 | 0 |  | 0 | 0 | 0 | 3.7943 | 0 | 0 | 0 | 0 | 7.5886 | 0 |  | 2022-08-21 | 620 | 620 | 620 | 620 | 620
2022-08-22 | 0 | 0 | 0 | 0 | 0 |  |  | 0 | 0 | 0 | 0 | 0 |  | 0 | 0 | 0 | 0 | 0 |  | 0 | 0 | 0 | 0 | 0 | 0 | 0 | 0 | 0 | 0 |  | 2022-08-22 | 620 | 620 | 620 | 620 | 620
2022-08-23 | 0 | 0 | 580.3167 | 0 | 0 |  |  | 0 | 0 | 5.8032 | 0 | 0 |  | 0 | 0 | 0.11606 | 0 | 0 |  | 0 | 0 | 2.9016 | 0 | 0 | 0 | 0 | 5.8032 | 0 | 0 |  | 2022-08-23 | 620 | 620 | 620 | 620 | 620
2022-08-24 | 0 | 0 | 996.509 | 210.1637 | 1499.6826 |  |  | 0 | 0 | 9.9651 | 2.1016 | 14.9968 |  | 0 | 0 | 0.1993 | 0.042033 | 0.29994 |  | 0 | 0 | 4.9825 | 1.0508 | 7.4984 | 0 | 0 | 9.9651 | 2.1016 | 14.9968 |  | 2022-08-24 | 620 | 620 | 620 | 620 | 620
2022-08-25 | 0 | 0 | 884.3837 | 1350.0388 | 0 |  |  | 0 | 0 | 8.8438 | 13.5004 | 0 |  | 0 | 0 | 0.17688 | 0.27001 | 0 |  | 0 | 0 | 4.4219 | 6.7502 | 0 | 0 | 0 | 8.8438 | 13.5004 | 0 |  | 2022-08-25 | 620 | 620 | 620 | 620 | 620
2022-08-26 | 0 | 0 | 0 | 0 | 0 |  |  | 0 | 0 | 0 | 0 | 0 |  | 0 | 0 | 0 | 0 | 0 |  | 0 | 0 | 0 | 0 | 0 | 0 | 0 | 0 | 0 | 0 |  | 2022-08-26 | 620 | 620 | 620 | 620 | 620
2022-08-27 | 0 | 560 | 0 | 0 | 0 |  |  | 0 | 5.6 | 0 | 0 | 0 |  | 0 | 0.112 | 0 | 0 | 0 |  | 0 | 2.8 | 0 | 0 | 0 | 0 | 5.6 | 0 | 0 | 0 |  | 2022-08-27 | 620 | 620 | 620 | 620 | 620
2022-08-28 | 80 | 2080 | 866.5495 | 1730.9917 | 1315.3478 |  |  | 0.8 | 20.8 | 8.6655 | 17.3099 | 13.1535 |  | 0.016 | 0.416 | 0.17331 | 0.3462 | 0.26307 |  | 0.4 | 10.4 | 4.3327 | 8.655 | 6.5767 | 0.8 | 20.8 | 8.6655 | 17.3099 | 13.1535 |  | 2022-08-28 | 620 | 620 | 620 | 620 | 620
2022-08-29 | 1560 | 6680 | 1261.5264 | 6835.8345 | 1507.3942 |  |  | 15.6 | 66.8 | 12.6153 | 68.3583 | 15.0739 |  | 0.312 | 1.336 | 0.25231 | 1.3672 | 0.30148 |  | 7.8 | 33.4 | 6.3076 | 34.1792 | 7.537 | 15.6 | 66.8 | 12.6153 | 68.3583 | 15.0739 |  | 2022-08-29 | 620 | 620 | 620 | 620 | 620
2022-08-30 | 720 | 5200 | 864.1568 | 5382.1221 | 2304.8158 |  |  | 7.2 | 52 | 8.6416 | 53.8212 | 23.0482 |  | 0.144 | 1.04 | 0.17283 | 1.0764 | 0.46096 |  | 3.6 | 26 | 4.3208 | 26.9106 | 11.5241 | 7.2 | 52 | 8.6416 | 53.8212 | 23.0482 |  | 2022-08-30 | 620 | 620 | 620 | 620 | 620
2022-08-31 | 2120 | 1200 | 1973.8912 | 0 | 2692.6839 |  |  | 21.2 | 12 | 19.7389 | 0 | 26.9268 |  | 0.424 | 0.24 | 0.39478 | 0 | 0.53854 |  | 10.6 | 6 | 9.8695 | 0 | 13.4634 | 21.2 | 12 | 19.7389 | 0 | 26.9268 |  | 2022-08-31 | 620 | 620 | 620 | 620 | 620
2022-09-01 | 640 | 3160 | 0 | 2949.6949 | 0 |  |  | 6.4 | 31.6 | 0 | 29.4969 | 0 |  | 0.128 | 0.632 | 0 | 0.58994 | 0 |  | 3.2 | 15.8 | 0 | 14.7485 | 0 | 6.4 | 31.6 | 0 | 29.4969 | 0 |  | 2022-09-01 | 620 | 620 | 620 | 620 | 620
2022-09-02 | 1240 | 160 | 2805.9879 | 0 | 248.9032 |  |  | 12.4 | 1.6 | 28.0599 | 0 | 2.489 |  | 0.248 | 0.032 | 0.5612 | 0 | 0.049781 |  | 6.2 | 0.8 | 14.0299 | 0 | 1.2445 | 12.4 | 1.6 | 28.0599 | 0 | 2.489 |  | 2022-09-02 | 620 | 620 | 620 | 620 | 620
2022-09-03 | 0 | 480 | 1090.2594 | 0 | 2442.5169 |  |  | 0 | 4.8 | 10.9026 | 0 | 24.4252 |  | 0 | 0.096 | 0.21805 | 0 | 0.4885 |  | 0 | 2.4 | 5.4513 | 0 | 12.2126 | 0 | 4.8 | 10.9026 | 0 | 24.4252 |  | 2022-09-03 | 620 | 620 | 620 | 620 | 620
2022-09-04 | 0 | 0 | 485.8375 | 0 | 1913.5769 |  |  | 0 | 0 | 4.8584 | 0 | 19.1358 |  | 0 | 0 | 0.097167 | 0 | 0.38272 |  | 0 | 0 | 2.4292 | 0 | 9.5679 | 0 | 0 | 4.8584 | 0 | 19.1358 |  | 2022-09-04 | 620 | 620 | 620 | 620 | 620
2022-09-05 | 0 | 320 | 517.6616 | 2018.9372 | 0 |  |  | 0 | 3.2 | 5.1766 | 20.1894 | 0 |  | 0 | 0.064 | 0.10353 | 0.40379 | 0 |  | 0 | 1.6 | 2.5883 | 10.0947 | 0 | 0 | 3.2 | 5.1766 | 20.1894 | 0 |  | 2022-09-05 | 620 | 620 | 620 | 620 | 620
2022-09-06 | 0 | 0 | 0 | 0 | 0 |  |  | 0 | 0 | 0 | 0 | 0 |  | 0 | 0 | 0 | 0 | 0 |  | 0 | 0 | 0 | 0 | 0 | 0 | 0 | 0 | 0 | 0 |  | 2022-09-06 | 620 | 620 | 620 | 620 | 620
2022-09-07 | 0 | 5920 | 0 | 4825.5985 | 0 |  |  | 0 | 59.2 | 0 | 48.256 | 0 |  | 0 | 1.184 | 0 | 0.96512 | 0 |  | 0 | 29.6 | 0 | 24.128 | 0 | 0 | 59.2 | 0 | 48.256 | 0 |  | 2022-09-07 | 620 | 620 | 620 | 620 | 620
2022-09-08 | 0 | 2600 | 1324.0489 | 3111.9047 | 0 |  |  | 0 | 26 | 13.2405 | 31.119 | 0 |  | 0 | 0.52 | 0.26481 | 0.62238 | 0 |  | 0 | 13 | 6.6202 | 15.5595 | 0 | 0 | 26 | 13.2405 | 31.119 | 0 |  | 2022-09-08 | 620 | 620 | 620 | 620 | 620
2022-09-09 | 0 | 280 | 618.8187 | 0 | 599.4826 |  |  | 0 | 2.8 | 6.1882 | 0 | 5.9948 |  | 0 | 0.056 | 0.12376 | 0 | 0.1199 |  | 0 | 1.4 | 3.0941 | 0 | 2.9974 | 0 | 2.8 | 6.1882 | 0 | 5.9948 |  | 2022-09-09 | 620 | 620 | 620 | 620 | 620
2022-09-10 | 0 | 0 | 0 | 672.6858 | 0 |  |  | 0 | 0 | 0 | 6.7269 | 0 |  | 0 | 0 | 0 | 0.13454 | 0 |  | 0 | 0 | 0 | 3.3634 | 0 | 0 | 0 | 0 | 6.7269 | 0 |  | 2022-09-10 | 620 | 620 | 620 | 620 | 620
2022-09-11 | 0 | 0 | 94.962 | 552.5854 | 0 |  |  | 0 | 0 | 0.94962 | 5.5259 | 0 |  | 0 | 0 | 0.018992 | 0.11052 | 0 |  | 0 | 0 | 0.47481 | 2.7629 | 0 | 0 | 0 | 0.94962 | 5.5259 | 0 |  | 2022-09-11 | 620 | 620 | 620 | 620 | 620
2022-09-12 | 0 | 0 | 0 | 0 | 0 |  |  | 0 | 0 | 0 | 0 | 0 |  | 0 | 0 | 0 | 0 | 0 |  | 0 | 0 | 0 | 0 | 0 | 0 | 0 | 0 | 0 | 0 |  | 2022-09-12 | 620 | 620 | 620 | 620 | 620
2022-09-13 | 0 | 0 | 182.8669 | 0 | 0 |  |  | 0 | 0 | 1.8287 | 0 | 0 |  | 0 | 0 | 0.036573 | 0 | 0 |  | 0 | 0 | 0.91433 | 0 | 0 | 0 | 0 | 1.8287 | 0 | 0 |  | 2022-09-13 | 620 | 620 | 620 | 620 | 620
2022-09-14 | 0 | 0 | 0 | 0 | 296.4565 |  |  | 0 | 0 | 0 | 0 | 2.9646 |  | 0 | 0 | 0 | 0 | 0.059291 |  | 0 | 0 | 0 | 0 | 1.4823 | 0 | 0 | 0 | 0 | 2.9646 |  | 2022-09-14 | 620 | 620 | 620 | 620 | 620
2022-09-15 | 0 | 400 | 0 | 1031.5277 | 0 |  |  | 0 | 4 | 0 | 10.3153 | 0 |  | 0 | 0.08 | 0 | 0.20631 | 0 |  | 0 | 2 | 0 | 5.1576 | 0 | 0 | 4 | 0 | 10.3153 | 0 |  | 2022-09-15 | 620 | 620 | 620 | 620 | 620
2022-09-16 | 0 | 800 | 0 | 0 | 223.9048 |  |  | 0 | 8 | 0 | 0 | 2.239 |  | 0 | 0.16 | 0 | 0 | 0.044781 |  | 0 | 4 | 0 | 0 | 1.1195 | 0 | 8 | 0 | 0 | 2.239 |  | 2022-09-16 | 620 | 620 | 620 | 620 | 620
2022-09-17 | 0 | 560 | 1561.1548 | 2238.4454 | 2891.0117 |  |  | 0 | 5.6 | 15.6115 | 22.3845 | 28.9101 |  | 0 | 0.112 | 0.31223 | 0.44769 | 0.5782 |  | 0 | 2.8 | 7.8058 | 11.1922 | 14.4551 | 0 | 5.6 | 15.6115 | 22.3845 | 28.9101 |  | 2022-09-17 | 620 | 620 | 620 | 620 | 620
2022-09-18 | 5280 | 9280 | 4988.7673 | 6445.0046 | 2568.0598 |  |  | 52.8 | 92.8 | 49.8877 | 64.45 | 25.6806 |  | 1.056 | 1.856 | 0.99775 | 1.289 | 0.51361 |  | 26.4 | 46.4 | 24.9438 | 32.225 | 12.8403 | 52.8 | 92.8 | 49.8877 | 64.45 | 25.6806 |  | 2022-09-18 | 620 | 620 | 620 | 620 | 620
2022-09-19 | 80 | 10000 | 0 | 10000 | 0 |  |  | 0.8 | 100 | 0 | 100 | 0 |  | 0.016 | 2 | 0 | 2 | 0 |  | 0.4 | 50 | 0 | 50 | 0 | 0.8 | 100 | 0 | 100 | 0 |  | 2022-09-19 | 620 | 620 | 620 | 620 | 620
2022-09-20 | 0 | 280 | 1133.9181 | 1007.2732 | 864.7043 |  |  | 0 | 2.8 | 11.3392 | 10.0727 | 8.647 |  | 0 | 0.056 | 0.22678 | 0.20145 | 0.17294 |  | 0 | 1.4 | 5.6696 | 5.0364 | 4.3235 | 0 | 2.8 | 11.3392 | 10.0727 | 8.647 |  | 2022-09-20 | 620 | 620 | 620 | 620 | 620
2022-09-21 | 400 | 840 | 178.9649 | 502.7923 | 0 |  |  | 4 | 8.4 | 1.7896 | 5.0279 | 0 |  | 0.08 | 0.168 | 0.035793 | 0.10056 | 0 |  | 2 | 4.2 | 0.89482 | 2.514 | 0 | 4 | 8.4 | 1.7896 | 5.0279 | 0 |  | 2022-09-21 | 620 | 620 | 620 | 620 | 620
2022-09-22 | 2480 | 7960 | 1504.1677 | 6193.5278 | 0 |  |  | 24.8 | 79.6 | 15.0417 | 61.9353 | 0 |  | 0.496 | 1.592 | 0.30083 | 1.2387 | 0 |  | 12.4 | 39.8 | 7.5208 | 30.9676 | 0 | 24.8 | 79.6 | 15.0417 | 61.9353 | 0 |  | 2022-09-22 | 620 | 620 | 620 | 620 | 620
2022-09-23 | 5880 | 5960 | 6332.2393 | 3539.1722 | 6408.2468 |  |  | 58.8 | 59.6 | 63.3224 | 35.3917 | 64.0825 |  | 1.176 | 1.192 | 1.2664 | 0.70783 | 1.2816 |  | 29.4 | 29.8 | 31.6612 | 17.6959 | 32.0412 | 58.8 | 59.6 | 63.3224 | 35.3917 | 64.0825 |  | 2022-09-23 | 620 | 620 | 620 | 620 | 620
2022-09-24 | 320 | 2360 | 0 | 904.5249 | 0 |  |  | 3.2 | 23.6 | 0 | 9.0452 | 0 |  | 0.064 | 0.472 | 0 | 0.1809 | 0 |  | 1.6 | 11.8 | 0 | 4.5226 | 0 | 3.2 | 23.6 | 0 | 9.0452 | 0 |  | 2022-09-24 | 620 | 620 | 620 | 620 | 620
2022-09-25 | 120 | 320 | 0 | 593.013 | 0 |  |  | 1.2 | 3.2 | 0 | 5.9301 | 0 |  | 0.024 | 0.064 | 0 | 0.1186 | 0 |  | 0.6 | 1.6 | 0 | 2.9651 | 0 | 1.2 | 3.2 | 0 | 5.9301 | 0 |  | 2022-09-25 | 620 | 620 | 620 | 620 | 620
2022-09-26 | 1640 | 0 | 0 | 0 | 0 |  |  | 16.4 | 0 | 0 | 0 | 0 |  | 0.328 | 0 | 0 | 0 | 0 |  | 8.2 | 0 | 0 | 0 | 0 | 16.4 | 0 | 0 | 0 | 0 |  | 2022-09-26 | 620 | 620 | 620 | 620 | 620
2022-09-27 | 0 | 0 | 0 | 0 | 1466.1775 |  |  | 0 | 0 | 0 | 0 | 14.6618 |  | 0 | 0 | 0 | 0 | 0.29324 |  | 0 | 0 | 0 | 0 | 7.3309 | 0 | 0 | 0 | 0 | 14.6618 |  | 2022-09-27 | 620 | 620 | 620 | 620 | 620
2022-09-28 | 2480 | 0 | 2426.9337 | 0 | 2088.8258 |  |  | 24.8 | 0 | 24.2693 | 0 | 20.8883 |  | 0.496 | 0 | 0.48539 | 0 | 0.41777 |  | 12.4 | 0 | 12.1347 | 0 | 10.4441 | 24.8 | 0 | 24.2693 | 0 | 20.8883 |  | 2022-09-28 | 620 | 620 | 620 | 620 | 620
2022-09-29 | 1120 | 0 | 0 | 0 | 1018.4103 |  |  | 11.2 | 0 | 0 | 0 | 10.1841 |  | 0.224 | 0 | 0 | 0 | 0.20368 |  | 5.6 | 0 | 0 | 0 | 5.0921 | 11.2 | 0 | 0 | 0 | 10.1841 |  | 2022-09-29 | 620 | 620 | 620 | 620 | 620
2022-09-30 | 0 | 0 | 0 | 0 | 0 |  |  | 0 | 0 | 0 | 0 | 0 |  | 0 | 0 | 0 | 0 | 0 |  | 0 | 0 | 0 | 0 | 0 | 0 | 0 | 0 | 0 | 0 |  | 2022-09-30 | 620 | 620 | 620 | 620 | 620
2022-10-01 | 0 | 0 | 0 | 0 | 755.4468 |  |  | 0 | 0 | 0 | 0 | 7.5545 |  | 0 | 0 | 0 | 0 | 0.15109 |  | 0 | 0 | 0 | 0 | 3.7772 | 0 | 0 | 0 | 0 | 7.5545 |  | 2022-10-01 | 620 | 620 | 620 | 620 | 620
2022-10-02 | 0 | 0 | 0 | 113.0483 | 0 |  |  | 0 | 0 | 0 | 1.1305 | 0 |  | 0 | 0 | 0 | 0.02261 | 0 |  | 0 | 0 | 0 | 0.56524 | 0 | 0 | 0 | 0 | 1.1305 | 0 |  | 2022-10-02 | 620 | 620 | 620 | 620 | 620
2022-10-03 | 10000 | 0 | 10000 | 0 | 10000 |  |  | 100 | 0 | 100 | 0 | 100 |  | 2 | 0 | 2 | 0 | 2 |  | 50 | 0 | 50 | 0 | 50 | 100 | 0 | 100 | 0 | 100 |  | 2022-10-03 | 620 | 620 | 620 | 620 | 620
2022-10-04 | 1200 | 0 | 781.1776 | 1580.1832 | 0 |  |  | 12 | 0 | 7.8118 | 15.8018 | 0 |  | 0.24 | 0 | 0.15624 | 0.31604 | 0 |  | 6 | 0 | 3.9059 | 7.9009 | 0 | 12 | 0 | 7.8118 | 15.8018 | 0 |  | 2022-10-04 | 620 | 620 | 620 | 620 | 620
2022-10-05 | 1840 | 0 | 2141.0441 | 1707.1055 | 2199.0124 |  |  | 18.4 | 0 | 21.4104 | 17.0711 | 21.9901 |  | 0.368 | 0 | 0.42821 | 0.34142 | 0.4398 |  | 9.2 | 0 | 10.7052 | 8.5355 | 10.9951 | 18.4 | 0 | 21.4104 | 17.0711 | 21.9901 |  | 2022-10-05 | 620 | 620 | 620 | 620 | 620
2022-10-06 | 80 | 800 | 1396.2587 | 0 | 0 |  |  | 0.8 | 8 | 13.9626 | 0 | 0 |  | 0.016 | 0.16 | 0.27925 | 0 | 0 |  | 0.4 | 4 | 6.9813 | 0 | 0 | 0.8 | 8 | 13.9626 | 0 | 0 |  | 2022-10-06 | 620 | 620 | 620 | 620 | 620
2022-10-07 | 0 | 3120 | 0 | 1938.3472 | 1203.9933 |  |  | 0 | 31.2 | 0 | 19.3835 | 12.0399 |  | 0 | 0.624 | 0 | 0.38767 | 0.2408 |  | 0 | 15.6 | 0 | 9.6917 | 6.02 | 0 | 31.2 | 0 | 19.3835 | 12.0399 |  | 2022-10-07 | 620 | 620 | 620 | 620 | 620
2022-10-08 | 280 | 1840 | 0 | 0 | 0 |  |  | 2.8 | 18.4 | 0 | 0 | 0 |  | 0.056 | 0.368 | 0 | 0 | 0 |  | 1.4 | 9.2 | 0 | 0 | 0 | 2.8 | 18.4 | 0 | 0 | 0 |  | 2022-10-08 | 620 | 620 | 620 | 620 | 620
2022-10-09 | 360 | 5280 | 2044.9772 | 6678.8248 | 2545.3861 |  |  | 3.6 | 52.8 | 20.4498 | 66.7882 | 25.4539 |  | 0.072 | 1.056 | 0.409 | 1.3358 | 0.50908 |  | 1.8 | 26.4 | 10.2249 | 33.3941 | 12.7269 | 3.6 | 52.8 | 20.4498 | 66.7882 | 25.4539 |  | 2022-10-09 | 620 | 620 | 620 | 620 | 620
2022-10-10 | 3560 | 5400 | 1235.462 | 4837.4391 | 763.5136 |  |  | 35.6 | 54 | 12.3546 | 48.3744 | 7.6351 |  | 0.712 | 1.08 | 0.24709 | 0.96749 | 0.1527 |  | 17.8 | 27 | 6.1773 | 24.1872 | 3.8176 | 35.6 | 54 | 12.3546 | 48.3744 | 7.6351 |  | 2022-10-10 | 620 | 620 | 620 | 620 | 620
2022-10-11 | 3080 | 7520 | 2249.5666 | 4855.2824 | 792.3457 |  |  | 30.8 | 75.2 | 22.4957 | 48.5528 | 7.9235 |  | 0.616 | 1.504 | 0.44991 | 0.97106 | 0.15847 |  | 15.4 | 37.6 | 11.2478 | 24.2764 | 3.9617 | 30.8 | 75.2 | 22.4957 | 48.5528 | 7.9235 |  | 2022-10-11 | 620 | 620 | 620 | 620 | 620
2022-10-12 | 6600 | 160 | 3836.0182 | 0 | 2339.7502 |  |  | 66 | 1.6 | 38.3602 | 0 | 23.3975 |  | 1.32 | 0.032 | 0.7672 | 0 | 0.46795 |  | 33 | 0.8 | 19.1801 | 0 | 11.6988 | 66 | 1.6 | 38.3602 | 0 | 23.3975 |  | 2022-10-12 | 620 | 620 | 620 | 620 | 620
2022-10-13 | 6280 | 120 | 3863.5553 | 0 | 1964.2579 |  |  | 62.8 | 1.2 | 38.6356 | 0 | 19.6426 |  | 1.256 | 0.024 | 0.77271 | 0 | 0.39285 |  | 31.4 | 0.6 | 19.3178 | 0 | 9.8213 | 62.8 | 1.2 | 38.6356 | 0 | 19.6426 |  | 2022-10-13 | 620 | 620 | 620 | 620 | 620
2022-10-14 | 5680 | 0 | 4124.7835 | 0 | 4159.1738 |  |  | 56.8 | 0 | 41.2478 | 0 | 41.5917 |  | 1.136 | 0 | 0.82496 | 0 | 0.83183 |  | 28.4 | 0 | 20.6239 | 0 | 20.7959 | 56.8 | 0 | 41.2478 | 0 | 41.5917 |  | 2022-10-14 | 620 | 620 | 620 | 620 | 620
2022-10-15 | 1280 | 0 | 50.4679 | 1637.0944 | 896.9994 |  |  | 12.8 | 0 | 0.50468 | 16.3709 | 8.97 |  | 0.256 | 0 | 0.010094 | 0.32742 | 0.1794 |  | 6.4 | 0 | 0.25234 | 8.1855 | 4.485 | 12.8 | 0 | 0.50468 | 16.3709 | 8.97 |  | 2022-10-15 | 620 | 620 | 620 | 620 | 620
2022-10-16 | 3440 | 2840 | 5157.1722 | 3071.1327 | 4563.1726 |  |  | 34.4 | 28.4 | 51.5717 | 30.7113 | 45.6317 |  | 0.688 | 0.568 | 1.0314 | 0.61423 | 0.91263 |  | 17.2 | 14.2 | 25.7859 | 15.3557 | 22.8159 | 34.4 | 28.4 | 51.5717 | 30.7113 | 45.6317 |  | 2022-10-16 | 620 | 620 | 620 | 620 | 620
2022-10-17 | 5400 | 1280 | 6886.3727 | 2397.62 | 7869.5199 |  |  | 54 | 12.8 | 68.8637 | 23.9762 | 78.6952 |  | 1.08 | 0.256 | 1.3773 | 0.47952 | 1.5739 |  | 27 | 6.4 | 34.4319 | 11.9881 | 39.3476 | 54 | 12.8 | 68.8637 | 23.9762 | 78.6952 |  | 2022-10-17 | 620 | 620 | 620 | 620 | 620
2022-10-18 | 3360 | 4680 | 1061.4311 | 2674.9299 | 0 |  |  | 33.6 | 46.8 | 10.6143 | 26.7493 | 0 |  | 0.672 | 0.936 | 0.21229 | 0.53499 | 0 |  | 16.8 | 23.4 | 5.3072 | 13.3746 | 0 | 33.6 | 46.8 | 10.6143 | 26.7493 | 0 |  | 2022-10-18 | 620 | 620 | 620 | 620 | 620
2022-10-19 | 9240 | 120 | 6611.2048 | 0 | 4600.1709 |  |  | 92.4 | 1.2 | 66.112 | 0 | 46.0017 |  | 1.848 | 0.024 | 1.3222 | 0 | 0.92003 |  | 46.2 | 0.6 | 33.056 | 0 | 23.0009 | 92.4 | 1.2 | 66.112 | 0 | 46.0017 |  | 2022-10-19 | 620 | 620 | 620 | 620 | 620
2022-10-20 | 2160 | 2040 | 0 | 0 | 1761.9584 |  |  | 21.6 | 20.4 | 0 | 0 | 17.6196 |  | 0.432 | 0.408 | 0 | 0 | 0.35239 |  | 10.8 | 10.2 | 0 | 0 | 8.8098 | 21.6 | 20.4 | 0 | 0 | 17.6196 |  | 2022-10-20 | 620 | 620 | 620 | 620 | 620
2022-10-21 | 8040 | 800 | 5127.8551 | 1537.7489 | 5275.7233 |  |  | 80.4 | 8 | 51.2786 | 15.3775 | 52.7572 |  | 1.608 | 0.16 | 1.0256 | 0.30755 | 1.0551 |  | 40.2 | 4 | 25.6393 | 7.6887 | 26.3786 | 80.4 | 8 | 51.2786 | 15.3775 | 52.7572 |  | 2022-10-21 | 620 | 620 | 620 | 620 | 620
2022-10-22 | 4280 | 1960 | 2572.6481 | 1055.993 | 233.8351 |  |  | 42.8 | 19.6 | 25.7265 | 10.5599 | 2.3384 |  | 0.856 | 0.392 | 0.51453 | 0.2112 | 0.046767 |  | 21.4 | 9.8 | 12.8632 | 5.28 | 1.1692 | 42.8 | 19.6 | 25.7265 | 10.5599 | 2.3384 |  | 2022-10-22 | 620 | 620 | 620 | 620 | 620
2022-10-23 | 1880 | 0 | 600.4325 | 0 | 0 |  |  | 18.8 | 0 | 6.0043 | 0 | 0 |  | 0.376 | 0 | 0.12009 | 0 | 0 |  | 9.4 | 0 | 3.0022 | 0 | 0 | 18.8 | 0 | 6.0043 | 0 | 0 |  | 2022-10-23 | 620 | 620 | 620 | 620 | 620
2022-10-24 | 320 | 1160 | 1947.4264 | 0 | 2624.5316 |  |  | 3.2 | 11.6 | 19.4743 | 0 | 26.2453 |  | 0.064 | 0.232 | 0.38949 | 0 | 0.52491 |  | 1.6 | 5.8 | 9.7371 | 0 | 13.1227 | 3.2 | 11.6 | 19.4743 | 0 | 26.2453 |  | 2022-10-24 | 620 | 620 | 620 | 620 | 620
2022-10-25 | 4360 | 800 | 5084.388 | 0 | 3039.9347 |  |  | 43.6 | 8 | 50.8439 | 0 | 30.3993 |  | 0.872 | 0.16 | 1.0169 | 0 | 0.60799 |  | 21.8 | 4 | 25.4219 | 0 | 15.1997 | 43.6 | 8 | 50.8439 | 0 | 30.3993 |  | 2022-10-25 | 620 | 620 | 620 | 620 | 620
2022-10-26 | 480 | 0 | 0 | 877.2253 | 703.8203 |  |  | 4.8 | 0 | 0 | 8.7723 | 7.0382 |  | 0.096 | 0 | 0 | 0.17545 | 0.14076 |  | 2.4 | 0 | 0 | 4.3861 | 3.5191 | 4.8 | 0 | 0 | 8.7723 | 7.0382 |  | 2022-10-26 | 620 | 620 | 620 | 620 | 620
2022-10-27 | 6720 | 1360 | 5453.7974 | 585.1318 | 6644.4557 |  |  | 67.2 | 13.6 | 54.538 | 5.8513 | 66.4446 |  | 1.344 | 0.272 | 1.0908 | 0.11703 | 1.3289 |  | 33.6 | 6.8 | 27.269 | 2.9257 | 33.2223 | 67.2 | 13.6 | 54.538 | 5.8513 | 66.4446 |  | 2022-10-27 | 620 | 620 | 620 | 620 | 620
2022-10-28 | 4880 | 7800 | 3401.6367 | 7005.5919 | 919.2251 |  |  | 48.8 | 78 | 34.0164 | 70.0559 | 9.1923 |  | 0.976 | 1.56 | 0.68033 | 1.4011 | 0.18385 |  | 24.4 | 39 | 17.0082 | 35.028 | 4.5961 | 48.8 | 78 | 34.0164 | 70.0559 | 9.1923 |  | 2022-10-28 | 620 | 620 | 620 | 620 | 620
2022-10-29 | 1400 | 8120 | 41.8704 | 8595.6267 | 0 |  |  | 14 | 81.2 | 0.4187 | 85.9563 | 0 |  | 0.28 | 1.624 | 0.0083741 | 1.7191 | 0 |  | 7 | 40.6 | 0.20935 | 42.9781 | 0 | 14 | 81.2 | 0.4187 | 85.9563 | 0 |  | 2022-10-29 | 620 | 620 | 620 | 620 | 620
2022-10-30 | 1800 | 7080 | 596.8528 | 4252.9985 | 2116.3461 |  |  | 18 | 70.8 | 5.9685 | 42.53 | 21.1635 |  | 0.36 | 1.416 | 0.11937 | 0.8506 | 0.42327 |  | 9 | 35.4 | 2.9843 | 21.265 | 10.5817 | 18 | 70.8 | 5.9685 | 42.53 | 21.1635 |  | 2022-10-30 | 620 | 620 | 620 | 620 | 620
2022-10-31 | 3000 | 4240 | 3029.5899 | 5226.6106 | 4154.5766 |  |  | 30 | 42.4 | 30.2959 | 52.2661 | 41.5458 |  | 0.6 | 0.848 | 0.60592 | 1.0453 | 0.83092 |  | 15 | 21.2 | 15.1479 | 26.1331 | 20.7729 | 30 | 42.4 | 30.2959 | 52.2661 | 41.5458 |  | 2022-10-31 | 620 | 620 | 620 | 620 | 620
2022-11-01 | 1280 | 240 | 0 | 1218.6061 | 404.7957 |  |  | 12.8 | 2.4 | 0 | 12.1861 | 4.048 |  | 0.256 | 0.048 | 0 | 0.24372 | 0.080959 |  | 6.4 | 1.2 | 0 | 6.093 | 2.024 | 12.8 | 2.4 | 0 | 12.1861 | 4.048 |  | 2022-11-01 | 620 | 620 | 620 | 620 | 620
2022-11-02 | 7520 | 0 | 5709.6156 | 0 | 6834.6916 |  |  | 75.2 | 0 | 57.0962 | 0 | 68.3469 |  | 1.504 | 0 | 1.1419 | 0 | 1.3669 |  | 37.6 | 0 | 28.5481 | 0 | 34.1735 | 75.2 | 0 | 57.0962 | 0 | 68.3469 |  | 2022-11-02 | 620 | 620 | 620 | 620 | 620
2022-11-03 | 7040 | 0 | 4758.0267 | 0 | 4121.8546 |  |  | 70.4 | 0 | 47.5803 | 0 | 41.2185 |  | 1.408 | 0 | 0.95161 | 0 | 0.82437 |  | 35.2 | 0 | 23.7901 | 0 | 20.6093 | 70.4 | 0 | 47.5803 | 0 | 41.2185 |  | 2022-11-03 | 620 | 620 | 620 | 620 | 620
2022-11-04 | 1800 | 680 | 2880.9073 | 0 | 855.2998 |  |  | 18 | 6.8 | 28.8091 | 0 | 8.553 |  | 0.36 | 0.136 | 0.57618 | 0 | 0.17106 |  | 9 | 3.4 | 14.4045 | 0 | 4.2765 | 18 | 6.8 | 28.8091 | 0 | 8.553 |  | 2022-11-04 | 620 | 620 | 620 | 620 | 620
2022-11-05 | 880 | 1200 | 0 | 2385.0721 | 402.5062 |  |  | 8.8 | 12 | 0 | 23.8507 | 4.0251 |  | 0.176 | 0.24 | 0 | 0.47701 | 0.080501 |  | 4.4 | 6 | 0 | 11.9254 | 2.0125 | 8.8 | 12 | 0 | 23.8507 | 4.0251 |  | 2022-11-05 | 620 | 620 | 620 | 620 | 620
2022-11-06 | 4040 | 8840 | 4844.2853 | 7099.4178 | 4732.423 |  |  | 40.4 | 88.4 | 48.4429 | 70.9942 | 47.3242 |  | 0.808 | 1.768 | 0.96886 | 1.4199 | 0.94648 |  | 20.2 | 44.2 | 24.2214 | 35.4971 | 23.6621 | 40.4 | 88.4 | 48.4429 | 70.9942 | 47.3242 |  | 2022-11-06 | 620 | 620 | 620 | 620 | 620
2022-11-07 | 280 | 440 | 0 | 23.8727 | 0 |  |  | 2.8 | 4.4 | 0 | 0.23873 | 0 |  | 0.056 | 0.088 | 0 | 0.0047745 | 0 |  | 1.4 | 2.2 | 0 | 0.11936 | 0 | 2.8 | 4.4 | 0 | 0.23873 | 0 |  | 2022-11-07 | 620 | 620 | 620 | 620 | 620
2022-11-08 | 6800 | 320 | 7417.6413 | 0 | 5032.5945 |  |  | 68 | 3.2 | 74.1764 | 0 | 50.3259 |  | 1.36 | 0.064 | 1.4835 | 0 | 1.0065 |  | 34 | 1.6 | 37.0882 | 0 | 25.163 | 68 | 3.2 | 74.1764 | 0 | 50.3259 |  | 2022-11-08 | 620 | 620 | 620 | 620 | 620
2022-11-09 | 0 | 0 | 0 | 369.4023 | 0 |  |  | 0 | 0 | 0 | 3.694 | 0 |  | 0 | 0 | 0 | 0.07388 | 0 |  | 0 | 0 | 0 | 1.847 | 0 | 0 | 0 | 0 | 3.694 | 0 |  | 2022-11-09 | 620 | 620 | 620 | 620 | 620
2022-11-10 | 0 | 4100 | 0 | 1049.6674 | 263.2208 |  |  | 0 | 41 | 0 | 10.4967 | 2.6322 |  | 0 | 0.82 | 0 | 0.20993 | 0.052644 |  | 0 | 20.5 | 0 | 5.2483 | 1.3161 | 0 | 41 | 0 | 10.4967 | 2.6322 |  | 2022-11-10 | 620 | 620 | 620 | 620 | 620
2022-11-11 | 0 | 3760 | 0 | 4943.8717 | 0 |  |  | 0 | 37.6 | 0 | 49.4387 | 0 |  | 0 | 0.752 | 0 | 0.98877 | 0 |  | 0 | 18.8 | 0 | 24.7194 | 0 | 0 | 37.6 | 0 | 49.4387 | 0 |  | 2022-11-11 | 620 | 620 | 620 | 620 | 620
2022-11-12 | 0 | 10000 | 0 | 10000 | 1414.0307 |  |  | 0 | 100 | 0 | 100 | 14.1403 |  | 0 | 2 | 0 | 2 | 0.28281 |  | 0 | 50 | 0 | 50 | 7.0702 | 0 | 100 | 0 | 100 | 14.1403 |  | 2022-11-12 | 620 | 620 | 620 | 620 | 620
2022-11-13 | 0 | 2280 | 1330.0748 | 0 | 1260.9311 |  |  | 0 | 22.8 | 13.3007 | 0 | 12.6093 |  | 0 | 0.456 | 0.26601 | 0 | 0.25219 |  | 0 | 11.4 | 6.6504 | 0 | 6.3047 | 0 | 22.8 | 13.3007 | 0 | 12.6093 |  | 2022-11-13 | 620 | 620 | 620 | 620 | 620
2022-11-14 | 0 | 120 | 0 | 0 | 0 |  |  | 0 | 1.2 | 0 | 0 | 0 |  | 0 | 0.024 | 0 | 0 | 0 |  | 0 | 0.6 | 0 | 0 | 0 | 0 | 1.2 | 0 | 0 | 0 |  | 2022-11-14 | 620 | 620 | 620 | 620 | 620
2022-11-15 | 0 | 1200 | 0 | 2102.481 | 1189.399 |  |  | 0 | 12 | 0 | 21.0248 | 11.894 |  | 0 | 0.24 | 0 | 0.4205 | 0.23788 |  | 0 | 6 | 0 | 10.5124 | 5.947 | 0 | 12 | 0 | 21.0248 | 11.894 |  | 2022-11-15 | 620 | 620 | 620 | 620 | 620
2022-11-16 | 0 | 10000 | 0 | 10000 | 62.0584 |  |  | 0 | 100 | 0 | 100 | 0.62058 |  | 0 | 2 | 0 | 2 | 0.012412 |  | 0 | 50 | 0 | 50 | 0.31029 | 0 | 100 | 0 | 100 | 0.62058 |  | 2022-11-16 | 620 | 620 | 620 | 620 | 620
2022-11-17 | 0 | 1240 | 0 | 1360.1043 | 0 |  |  | 0 | 12.4 | 0 | 13.601 | 0 |  | 0 | 0.248 | 0 | 0.27202 | 0 |  | 0 | 6.2 | 0 | 6.8005 | 0 | 0 | 12.4 | 0 | 13.601 | 0 |  | 2022-11-17 | 620 | 620 | 620 | 620 | 620
2022-11-18 | 0 | 0 | 0 | 0 | 0 |  |  | 0 | 0 | 0 | 0 | 0 |  | 0 | 0 | 0 | 0 | 0 |  | 0 | 0 | 0 | 0 | 0 | 0 | 0 | 0 | 0 | 0 |  | 2022-11-18 | 620 | 620 | 620 | 620 | 620
2022-11-19 | 680 | 0 | 615.0309 | 218.2256 | 0 |  |  | 6.8 | 0 | 6.1503 | 2.1823 | 0 |  | 0.136 | 0 | 0.12301 | 0.043645 | 0 |  | 3.4 | 0 | 3.0752 | 1.0911 | 0 | 6.8 | 0 | 6.1503 | 2.1823 | 0 |  | 2022-11-19 | 620 | 620 | 620 | 620 | 620
2022-11-20 | 5880 | 0 | 7562.6774 | 1367.0885 | 4952.6917 |  |  | 58.8 | 0 | 75.6268 | 13.6709 | 49.5269 |  | 1.176 | 0 | 1.5125 | 0.27342 | 0.99054 |  | 29.4 | 0 | 37.8134 | 6.8354 | 24.7635 | 58.8 | 0 | 75.6268 | 13.6709 | 49.5269 |  | 2022-11-20 | 620 | 620 | 620 | 620 | 620
2022-11-21 | 6560 | 0 | 4309.3882 | 1172.6358 | 3334.5091 |  |  | 65.6 | 0 | 43.0939 | 11.7264 | 33.3451 |  | 1.312 | 0 | 0.86188 | 0.23453 | 0.6669 |  | 32.8 | 0 | 21.5469 | 5.8632 | 16.6725 | 65.6 | 0 | 43.0939 | 11.7264 | 33.3451 |  | 2022-11-21 | 620 | 620 | 620 | 620 | 620
2022-11-22 | 5120 | 0 | 6434.6181 | 0 | 7239.9919 |  |  | 51.2 | 0 | 64.3462 | 0 | 72.3999 |  | 1.024 | 0 | 1.2869 | 0 | 1.448 |  | 25.6 | 0 | 32.1731 | 0 | 36.2 | 51.2 | 0 | 64.3462 | 0 | 72.3999 |  | 2022-11-22 | 620 | 620 | 620 | 620 | 620
2022-11-23 | 3040 | 0 | 4194.6377 | 0 | 2053.1028 |  |  | 30.4 | 0 | 41.9464 | 0 | 20.531 |  | 0.608 | 0 | 0.83893 | 0 | 0.41062 |  | 15.2 | 0 | 20.9732 | 0 | 10.2655 | 30.4 | 0 | 41.9464 | 0 | 20.531 |  | 2022-11-23 | 620 | 620 | 620 | 620 | 620
2022-11-24 | 10000 | 0 | 10000 | 0 | 10000 |  |  | 100 | 0 | 100 | 0 | 100 |  | 2 | 0 | 2 | 0 | 2 |  | 50 | 0 | 50 | 0 | 50 | 100 | 0 | 100 | 0 | 100 |  | 2022-11-24 | 620 | 620 | 620 | 620 | 620
2022-11-25 | 3000 | 0 | 3095.5363 | 0 | 2036.788 |  |  | 30 | 0 | 30.9554 | 0 | 20.3679 |  | 0.6 | 0 | 0.61911 | 0 | 0.40736 |  | 15 | 0 | 15.4777 | 0 | 10.1839 | 30 | 0 | 30.9554 | 0 | 20.3679 |  | 2022-11-25 | 620 | 620 | 620 | 620 | 620
2022-11-26 | 8600 | 0 | 7813.9759 | 0 | 8241.1634 |  |  | 86 | 0 | 78.1398 | 0 | 82.4116 |  | 1.72 | 0 | 1.5628 | 0 | 1.6482 |  | 43 | 0 | 39.0699 | 0 | 41.2058 | 86 | 0 | 78.1398 | 0 | 82.4116 |  | 2022-11-26 | 620 | 620 | 620 | 620 | 620
2022-11-27 | 3000 | 0 | 1108.7381 | 11.6865 | 0 |  |  | 30 | 0 | 11.0874 | 0.11686 | 0 |  | 0.6 | 0 | 0.22175 | 0.0023373 | 0 |  | 15 | 0 | 5.5437 | 0.058432 | 0 | 30 | 0 | 11.0874 | 0.11686 | 0 |  | 2022-11-27 | 620 | 620 | 620 | 620 | 620
2022-11-28 | 0 | 0 | 0 | 0 | 1617.1035 |  |  | 0 | 0 | 0 | 0 | 16.171 |  | 0 | 0 | 0 | 0 | 0.32342 |  | 0 | 0 | 0 | 0 | 8.0855 | 0 | 0 | 0 | 0 | 16.171 |  | 2022-11-28 | 620 | 620 | 620 | 620 | 620
2022-11-29 | 0 | 0 | 529.7625 | 606.675 | 347.9056 |  |  | 0 | 0 | 5.2976 | 6.0667 | 3.4791 |  | 0 | 0 | 0.10595 | 0.12133 | 0.069581 |  | 0 | 0 | 2.6488 | 3.0334 | 1.7395 | 0 | 0 | 5.2976 | 6.0667 | 3.4791 |  | 2022-11-29 | 620 | 620 | 620 | 620 | 620
2022-11-30 | 0 | 2600 | 0 | 2551.9626 | 0 |  |  | 0 | 26 | 0 | 25.5196 | 0 |  | 0 | 0.52 | 0 | 0.51039 | 0 |  | 0 | 13 | 0 | 12.7598 | 0 | 0 | 26 | 0 | 25.5196 | 0 |  | 2022-11-30 | 620 | 620 | 620 | 620 | 620
2022-12-01 | 0 | 6920 | 0 | 7937.8501 | 0 |  |  | 0 | 69.2 | 0 | 79.3785 | 0 |  | 0 | 1.384 | 0 | 1.5876 | 0 |  | 0 | 34.6 | 0 | 39.6893 | 0 | 0 | 69.2 | 0 | 79.3785 | 0 |  | 2022-12-01 | 620 | 620 | 620 | 620 | 620
2022-12-02 | 0 | 5480 | 326.6781 | 5749.8374 | 1135.2091 |  |  | 0 | 54.8 | 3.2668 | 57.4984 | 11.3521 |  | 0 | 1.096 | 0.065336 | 1.15 | 0.22704 |  | 0 | 27.4 | 1.6334 | 28.7492 | 5.676 | 0 | 54.8 | 3.2668 | 57.4984 | 11.3521 |  | 2022-12-02 | 620 | 620 | 620 | 620 | 620
2022-12-03 | 0 | 6520 | 0 | 3816.9754 | 0 |  |  | 0 | 65.2 | 0 | 38.1698 | 0 |  | 0 | 1.304 | 0 | 0.7634 | 0 |  | 0 | 32.6 | 0 | 19.0849 | 0 | 0 | 65.2 | 0 | 38.1698 | 0 |  | 2022-12-03 | 620 | 620 | 620 | 620 | 620
2022-12-04 | 240 | 5440 | 0 | 5822.2655 | 0 |  |  | 2.4 | 54.4 | 0 | 58.2227 | 0 |  | 0.048 | 1.088 | 0 | 1.1645 | 0 |  | 1.2 | 27.2 | 0 | 29.1113 | 0 | 2.4 | 54.4 | 0 | 58.2227 | 0 |  | 2022-12-04 | 620 | 620 | 620 | 620 | 620
2022-12-05 | 9080 | 6760 | 9644.9901 | 7362.3844 | 6843.0357 |  |  | 90.8 | 67.6 | 96.4499 | 73.6238 | 68.4304 |  | 1.816 | 1.352 | 1.929 | 1.4725 | 1.3686 |  | 45.4 | 33.8 | 48.225 | 36.8119 | 34.2152 | 90.8 | 67.6 | 96.4499 | 73.6238 | 68.4304 |  | 2022-12-05 | 620 | 620 | 620 | 620 | 620
2022-12-06 | 160 | 4480 | 0 | 3402.1921 | 0 |  |  | 1.6 | 44.8 | 0 | 34.0219 | 0 |  | 0.032 | 0.896 | 0 | 0.68044 | 0 |  | 0.8 | 22.4 | 0 | 17.011 | 0 | 1.6 | 44.8 | 0 | 34.0219 | 0 |  | 2022-12-06 | 620 | 620 | 620 | 620 | 620
2022-12-07 | 3040 | 7440 | 3466.5283 | 8867.1034 | 2412.2646 |  |  | 30.4 | 74.4 | 34.6653 | 88.671 | 24.1226 |  | 0.608 | 1.488 | 0.69331 | 1.7734 | 0.48245 |  | 15.2 | 37.2 | 17.3326 | 44.3355 | 12.0613 | 30.4 | 74.4 | 34.6653 | 88.671 | 24.1226 |  | 2022-12-07 | 620 | 620 | 620 | 620 | 620
2022-12-08 | 9720 | 5400 | 9366.1665 | 6267.1095 | 6348.9521 |  |  | 97.2 | 54 | 93.6617 | 62.6711 | 63.4895 |  | 1.944 | 1.08 | 1.8732 | 1.2534 | 1.2698 |  | 48.6 | 27 | 46.8308 | 31.3355 | 31.7448 | 97.2 | 54 | 93.6617 | 62.6711 | 63.4895 |  | 2022-12-08 | 620 | 620 | 620 | 620 | 620
2022-12-09 | 6840 | 960 | 4458.6591 | 1663.7764 | 2901.4843 |  |  | 68.4 | 9.6 | 44.5866 | 16.6378 | 29.0148 |  | 1.368 | 0.192 | 0.89173 | 0.33276 | 0.5803 |  | 34.2 | 4.8 | 22.2933 | 8.3189 | 14.5074 | 68.4 | 9.6 | 44.5866 | 16.6378 | 29.0148 |  | 2022-12-09 | 620 | 620 | 620 | 620 | 620
2022-12-10 | 880 | 2440 | 703.7004 | 2021.5514 | 0 |  |  | 8.8 | 24.4 | 7.037 | 20.2155 | 0 |  | 0.176 | 0.488 | 0.14074 | 0.40431 | 0 |  | 4.4 | 12.2 | 3.5185 | 10.1078 | 0 | 8.8 | 24.4 | 7.037 | 20.2155 | 0 |  | 2022-12-10 | 620 | 620 | 620 | 620 | 620
2022-12-11 | 3560 | 680 | 352.0907 | 1028.8678 | 102.3415 |  |  | 35.6 | 6.8 | 3.5209 | 10.2887 | 1.0234 |  | 0.712 | 0.136 | 0.070418 | 0.20577 | 0.020468 |  | 17.8 | 3.4 | 1.7605 | 5.1443 | 0.51171 | 35.6 | 6.8 | 3.5209 | 10.2887 | 1.0234 |  | 2022-12-11 | 620 | 620 | 620 | 620 | 620
2022-12-12 | 280 | 4760 | 0 | 1951.3245 | 802.7181 |  |  | 2.8 | 47.6 | 0 | 19.5132 | 8.0272 |  | 0.056 | 0.952 | 0 | 0.39026 | 0.16054 |  | 1.4 | 23.8 | 0 | 9.7566 | 4.0136 | 2.8 | 47.6 | 0 | 19.5132 | 8.0272 |  | 2022-12-12 | 620 | 620 | 620 | 620 | 620
2022-12-13 | 200 | 0 | 0 | 0 | 0 |  |  | 2 | 0 | 0 | 0 | 0 |  | 0.04 | 0 | 0 | 0 | 0 |  | 1 | 0 | 0 | 0 | 0 | 2 | 0 | 0 | 0 | 0 |  | 2022-12-13 | 620 | 620 | 620 | 620 | 620
2022-12-14 | 0 | 480 | 0 | 722.1671 | 0 |  |  | 0 | 4.8 | 0 | 7.2217 | 0 |  | 0 | 0.096 | 0 | 0.14443 | 0 |  | 0 | 2.4 | 0 | 3.6108 | 0 | 0 | 4.8 | 0 | 7.2217 | 0 |  | 2022-12-14 | 620 | 620 | 620 | 620 | 620
2022-12-15 | 1800 | 600 | 2405.3369 | 0 | 985.3472 |  |  | 18 | 6 | 24.0534 | 0 | 9.8535 |  | 0.36 | 0.12 | 0.48107 | 0 | 0.19707 |  | 9 | 3 | 12.0267 | 0 | 4.9267 | 18 | 6 | 24.0534 | 0 | 9.8535 |  | 2022-12-15 | 620 | 620 | 620 | 620 | 620
2022-12-16 | 4040 | 440 | 5289.9014 | 0 | 2595.4495 |  |  | 40.4 | 4.4 | 52.899 | 0 | 25.9545 |  | 0.808 | 0.088 | 1.058 | 0 | 0.51909 |  | 20.2 | 2.2 | 26.4495 | 0 | 12.9772 | 40.4 | 4.4 | 52.899 | 0 | 25.9545 |  | 2022-12-16 | 620 | 620 | 620 | 620 | 620
2022-12-17 | 160 | 4360 | 0 | 3363.4353 | 1142.4888 |  |  | 1.6 | 43.6 | 0 | 33.6344 | 11.4249 |  | 0.032 | 0.872 | 0 | 0.67269 | 0.2285 |  | 0.8 | 21.8 | 0 | 16.8172 | 5.7124 | 1.6 | 43.6 | 0 | 33.6344 | 11.4249 |  | 2022-12-17 | 620 | 620 | 620 | 620 | 620
2022-12-18 | 4920 | 5100 | 2915.7608 | 6009.4761 | 4033.257 |  |  | 49.2 | 51 | 29.1576 | 60.0948 | 40.3326 |  | 0.984 | 1.02 | 0.58315 | 1.2019 | 0.80665 |  | 24.6 | 25.5 | 14.5788 | 30.0474 | 20.1663 | 49.2 | 51 | 29.1576 | 60.0948 | 40.3326 |  | 2022-12-18 | 620 | 620 | 620 | 620 | 620
2022-12-19 | 0 | 6360 | 0 | 8106.7564 | 1696.4459 |  |  | 0 | 63.6 | 0 | 81.0676 | 16.9645 |  | 0 | 1.272 | 0 | 1.6214 | 0.33929 |  | 0 | 31.8 | 0 | 40.5338 | 8.4822 | 0 | 63.6 | 0 | 81.0676 | 16.9645 |  | 2022-12-19 | 620 | 620 | 620 | 620 | 620
2022-12-20 | 0 | 4520 | 0 | 1852.9237 | 0 |  |  | 0 | 45.2 | 0 | 18.5292 | 0 |  | 0 | 0.904 | 0 | 0.37058 | 0 |  | 0 | 22.6 | 0 | 9.2646 | 0 | 0 | 45.2 | 0 | 18.5292 | 0 |  | 2022-12-20 | 620 | 620 | 620 | 620 | 620
2022-12-21 | 1760 | 1800 | 0 | 2516.1726 | 0 |  |  | 17.6 | 18 | 0 | 25.1617 | 0 |  | 0.352 | 0.36 | 0 | 0.50323 | 0 |  | 8.8 | 9 | 0 | 12.5809 | 0 | 17.6 | 18 | 0 | 25.1617 | 0 |  | 2022-12-21 | 620 | 620 | 620 | 620 | 620
2022-12-22 | 2320 | 7160 | 3173.5296 | 8487.284 | 1670.434 |  |  | 23.2 | 71.6 | 31.7353 | 84.8728 | 16.7043 |  | 0.464 | 1.432 | 0.63471 | 1.6975 | 0.33409 |  | 11.6 | 35.8 | 15.8676 | 42.4364 | 8.3522 | 23.2 | 71.6 | 31.7353 | 84.8728 | 16.7043 |  | 2022-12-22 | 620 | 620 | 620 | 620 | 620
2022-12-23 | 2000 | 1880 | 395.4457 | 0 | 0 |  |  | 20 | 18.8 | 3.9545 | 0 | 0 |  | 0.4 | 0.376 | 0.079089 | 0 | 0 |  | 10 | 9.4 | 1.9772 | 0 | 0 | 20 | 18.8 | 3.9545 | 0 | 0 |  | 2022-12-23 | 620 | 620 | 620 | 620 | 620
2022-12-24 | 440 | 0 | 887.4392 | 698.6627 | 1345.807 |  |  | 4.4 | 0 | 8.8744 | 6.9866 | 13.4581 |  | 0.088 | 0 | 0.17749 | 0.13973 | 0.26916 |  | 2.2 | 0 | 4.4372 | 3.4933 | 6.729 | 4.4 | 0 | 8.8744 | 6.9866 | 13.4581 |  | 2022-12-24 | 620 | 620 | 620 | 620 | 620
2022-12-25 | 120 | 0 | 576.3517 | 0 | 0 |  |  | 1.2 | 0 | 5.7635 | 0 | 0 |  | 0.024 | 0 | 0.11527 | 0 | 0 |  | 0.6 | 0 | 2.8818 | 0 | 0 | 1.2 | 0 | 5.7635 | 0 | 0 |  | 2022-12-25 | 620 | 620 | 620 | 620 | 620
2022-12-26 | 2040 | 5240 | 0 | 6114.2551 | 0 |  |  | 20.4 | 52.4 | 0 | 61.1426 | 0 |  | 0.408 | 1.048 | 0 | 1.2229 | 0 |  | 10.2 | 26.2 | 0 | 30.5713 | 0 | 20.4 | 52.4 | 0 | 61.1426 | 0 |  | 2022-12-26 | 620 | 620 | 620 | 620 | 620
2022-12-27 | 1080 | 320 | 0 | 0 | 1625.7671 |  |  | 10.8 | 3.2 | 0 | 0 | 16.2577 |  | 0.216 | 0.064 | 0 | 0 | 0.32515 |  | 5.4 | 1.6 | 0 | 0 | 8.1288 | 10.8 | 3.2 | 0 | 0 | 16.2577 |  | 2022-12-27 | 620 | 620 | 620 | 620 | 620
2022-12-28 | 0 | 40 | 0 | 0 | 0 |  |  | 0 | 0.4 | 0 | 0 | 0 |  | 0 | 0.008 | 0 | 0 | 0 |  | 0 | 0.2 | 0 | 0 | 0 | 0 | 0.4 | 0 | 0 | 0 |  | 2022-12-28 | 620 | 620 | 620 | 620 | 620
2022-12-29 | 0 | 0 | 0 | 1595.15 | 1340.9986 |  |  | 0 | 0 | 0 | 15.9515 | 13.41 |  | 0 | 0 | 0 | 0.31903 | 0.2682 |  | 0 | 0 | 0 | 7.9758 | 6.705 | 0 | 0 | 0 | 15.9515 | 13.41 |  | 2022-12-29 | 620 | 620 | 620 | 620 | 620
2022-12-30 | 0 | 0 | 0 | 0 | 279.4893 |  |  | 0 | 0 | 0 | 0 | 2.7949 |  | 0 | 0 | 0 | 0 | 0.055898 |  | 0 | 0 | 0 | 0 | 1.3974 | 0 | 0 | 0 | 0 | 2.7949 |  | 2022-12-30 | 620 | 620 | 620 | 620 | 620
2022-12-31 | 0 | 0 | 0 | 994.1478 | 0 |  |  | 0 | 0 | 0 | 9.9415 | 0 |  | 0 | 0 | 0 | 0.19883 | 0 |  | 0 | 0 | 0 | 4.9707 | 0 | 0 | 0 | 0 | 9.9415 | 0 |  | 2022-12-31 | 620 | 620 | 620 | 620 | 620
Formulas:
SYSTEM DOWNFLOW = [Acceleration due to Gravity]

## Power System GHG
Greenhouse Gas Emission Calculation
UV lamp power | 50W |  | S(G) - Greenhouse Gas Emissions | 70.76%
|  |  | Emissions relative to water shipment | 49.1%
Min Satisfaction Value | 0.2
Max Satisfaction Value | 1
Parameters
| Existing System Parameters |  |  |  | Water quantity Calculations |  |  | Pump Parameters
| Centralized Water Treatment Emissions | 0.1 | [kgCO2e/1000L] |  | Five Years | 1825 | days | Pump Selection | Pump B
| Land & Sea Transport of Treated Water | 6.4 | [kgCO2e/1000L] |  | Water Consumption | 620 | L/day | Pump Efficiency | 72%
| Storage and Distribution of water to house | 2408 | [kgCO2e] |  | Water Consumption in Five Years | 1131500 | L
\ |  |  |  |  | Note that the value above assumes that the consumption rate of water is supplied everyday, without any disruption, this is not entirely accurate as our system could have days where consumption is not met yet it provides a good estimate.
Proposed System Parameters
| Storage and distribution of water to house | 2408 | [kgCO2e]
| Local Water Treatment (Calculated for a given power system) | Determined below | [kgCO2e/1000L]
Emissions
|  | Production | Use | Efficiency (if applicable)
| Power Type | [kgCO2e] | [kgCO2e/L diesel burned]
Solar Panels | HES-260 Solar Panel | 496 | n/a | n/a
| SW-80 Solar Panel | 192 | n/a | n/a
| HES-305P Solar Panel | 620 | n/a | n/a
Batteries | 12V Deep Cycle Wet Lead Acid Battery | 240 | n/a | 92%
DC-AC Power Inverter | 2.8KW 12VDC 120VAC Pure Sine Wave Inverter | 100 | n/a | 92%
Generator | 5000 Watt Diesel Generator | 1250 | 3.25 | 35%
Calculations
Baseline System
| Emissions/over a five yr period | 7229.82 | [kgCO2e/5 yrs] | Single Time Emissions | 2408 | [kgCO2e/5 yrs]
| TOTAL EMISSIONS | 9637.82 | [kgCO2e/5 yrs]
Proposed System
Solar Panels
|  | HES-260 Solar Panel | SW-80 Solar Panel | HES-305P Solar Panel
| Number of Panels | 4 | 0 | 0
| Production [kgCO2e] | 496 | 192 | 620
| Total [kgCO2e] | 1984 | 0 | 0
CONSUMPTION - GENERATOR
| Required Diesel Quantity | 672.2473 | [L diesel/5 yrs]
| Emissions | 2184.8036 | [kgCO2e/5 yrs]
Power Selection
| Inverter |  |  | Generator
| HES-260 Solar Panel | SW-80 Solar Panel | HES-305P Solar Panel | 5000 Watt Diesel Generator
| y | n | n | n
| 1984 | 0 | 0 | 0
| kgCO2e | kgCO2e | kgCO2e | kgCO2e/1000L
Component Emissions | 0 | 0 | 0 | 0
| kgCO2e | kgCO2e | kgCO2e | kgCO2e
Single time emissions | 1984 | 0 | 0 | 0
Water use emissions | 0 | 0 | 0 | 0
| Total Single Emissions | 4732 | [kgCO2e/5 yrs]
| Total Use Emissions | 0 | [kgCO2e/5 yrs]
| TOTAL EMISSIONS | 4732 | [kgCO2e/5 yrs]

## Health and Environment
Parameters
| Chlorine | Diesel
Health Severity | 4 | 2
Environmental Severity | 3 | 3
Frequency | 2.8403 | 0.59191
^ I just fabricated this for now. Need maintenance days for diesel
| Health Risk Exposure |  | 12.5449 | Satisfaction % | 18.8862
| Environmental Risk Exposure |  | 10.2965
| Combined Risk Exposure |  | 22.8414

## 5 Year Rainfall Simulation
=(RAND()-0.645)*25+B6
=(B6+B6*((RAND()-0.7)*0.9)+IF((RAND()-0.2)*5<0,0,(RAND()-0.3)*5))
| Year 1 | Year 2 | Year 3 | Year 4 | Year 5 | Random Variation 1 | Random Variation 2 | Random Variaion 3
| 18.8 | 7.8 | 11.0995 | 0 | 14.7669 | 11.0995 | -4.2999 | 14.7669
| 19.8 | 1 | 24.8307 | 0 | 26.3315 | 24.8307 | -1.4013 | 26.3315
| 0 | 13.4 | 0 | 16.6675 | 8.2629 | -5.3337 | 16.6675 | 8.2629
| 0 | 64.2 | 0 | 62.1038 | 7.2771 | -11.1876 | 62.1038 | 7.2771
| 0 | 32.2 | 8.4609 | 19.4749 | 14.5536 | 8.4609 | 19.4749 | 14.5536
| 5 | 2.8 | 0 | 0 | 0 | -1.7408 | -5.4239 | -15.4471
| 20.4 | 0 | 26.4251 | 4.3739 | 34.5504 | 26.4251 | 4.3739 | 34.5504
| 24.8 | 0 | 10.9334 | 0 | 0.78876 | 10.9334 | -4.1794 | 0.78876
| 34 | 0.8 | 24.2806 | 0 | 18.2689 | 24.2806 | -3.3438 | 18.2689
| 44.6 | 0 | 39.4684 | 0 | 45.5298 | 39.4684 | -4.9062 | 45.5298
| 14.4 | 0 | 0 | 0 | 0 | -0.057789 | -0.82193 | -6.305
| 50.2 | 0 | 48.5024 | 0 | 34.4966 | 48.5024 | -8.335 | 34.4966
| 9.6 | 0 | 0 | 6.7108 | 0.61851 | -5.7558 | 6.7108 | 0.61851
| 5.8 | 0.4 | 9.5967 | 0 | 1.2312 | 9.5967 | -5.0264 | 1.2312
| 1.6 | 35.4 | 0 | 24.3046 | 0 | -2.281 | 24.3046 | -10.6878
| 0.8 | 6 | 0 | 7.3328 | 0 | -4.7456 | 7.3328 | -0.59958
| 0 | 20.4 | 0 | 17.103 | 1.7237 | -8.0743 | 17.103 | 1.7237
| 2.6 | 16.6 | 0 | 1.2422 | 7.5466 | -7.4625 | 1.2422 | 7.5466
| 1 | 2.6 | 7.9956 | 0.48363 | 0 | 7.9956 | 0.48363 | -3.3988
| 0.6 | 0.4 | 0 | 0 | 0 | -7.6717 | -3.1369 | -5.3636
| 0.8 | 18.4 | 0 | 20.5473 | 4.4893 | -5.1428 | 20.5473 | 4.4893
| 0.6 | 14 | 0 | 22.4741 | 0 | -2.8536 | 22.4741 | -13.4957
| 0 | 90.8 | 0 | 90.0764 | 8.6376 | -5.1172 | 90.0764 | 8.6376
| 0 | 40 | 4.6328 | 48.5289 | 0 | 4.6328 | 48.5289 | -9.1425
| 0 | 1.8 | 8.1591 | 0 | 6.9744 | 8.1591 | -4.4449 | 6.9744
| 0 | 2.8 | 0 | 0 | 1.494 | -0.71172 | -8.9045 | 1.494
| 17.6 | 2.8 | 19.3616 | 0 | 25.3987 | 19.3616 | -13.1283 | 25.3987
| 0 | 0 | 4.3222 | 5.2708 | 9.1484 | 4.3222 | 5.2708 | 9.1484
| 0 | 0 | 0 | 0 | 0 | -2.7024 | -13.5946 | -12.2185
| 0 | 0.6 | 0 | 0 | 3.4088 | -8.565 | -13.1823 | 3.4088
| 2.6 | 5.8 | 0 | 0 | 0 | -4.8449 | -7.3885 | -11.2019
| 2.6 | 8 | 0 | 0 | 0 | -4.673 | -3.765 | -13.6798
| 0 | 27 | 1.0494 | 18.9644 | 3.97 | 1.0494 | 18.9644 | 3.97
| 0 | 0.6 | 6.1452 | 0 | 0 | 6.1452 | -5.9956 | -1.3892
| 0 | 36 | 7.5956 | 25.3271 | 14.1115 | 7.5956 | 25.3271 | 14.1115
| 0 | 27.2 | 0 | 12.2643 | 0 | -2.809 | 12.2643 | -1.2462
| 0 | 28.2 | 0 | 22.0024 | 6.4796 | -10.3597 | 22.0024 | 6.4796
| 0 | 39.2 | 8.3868 | 35.81 | 0 | 8.3868 | 35.81 | -3.9092
| 0 | 6.6 | 0 | 0 | 7.9377 | -1.3178 | -8.1713 | 7.9377
| 12.2 | 3.2 | 0.76357 | 0 | 4.0842 | 0.76357 | -3.282 | 4.0842
| 13.4 | 0.2 | 8.342 | 0 | 4.9341 | 8.342 | -0.44466 | 4.9341
| 46.6 | 19.6 | 50.0739 | 20.4838 | 36.6268 | 50.0739 | 20.4838 | 36.6268
| 16.8 | 30.4 | 19.3006 | 33.4527 | 16.7035 | 19.3006 | 33.4527 | 16.7035
| 15.6 | 19 | 7.939 | 27.454 | 1.0893 | 7.939 | 27.454 | 1.0893
| 3 | 0.2 | 9.3937 | 0 | 8.9207 | 9.3937 | -12.4826 | 8.9207
| 11.6 | 0 | 13.1981 | 0 | 9.8059 | 13.1981 | -8.1496 | 9.8059
| 19 | 0 | 21.1411 | 0 | 8.4877 | 21.1411 | -0.37588 | 8.4877
| 9.2 | 0 | 5.4734 | 0 | 10.658 | 5.4734 | -2.9316 | 10.658
| 12.6 | 4 | 0.15192 | 3.607 | 3.6672 | 0.15192 | 3.607 | 3.6672
| 21.8 | 11 | 27.4848 | 8.0569 | 32.1413 | 27.4848 | 8.0569 | 32.1413
| 2.4 | 0.4 | 7.4155 | 0 | 8.7096 | 7.4155 | -12.1669 | 8.7096
| 0.8 | 0 | 0 | 0.48628 | 0 | -10.0435 | 0.48628 | -10.1104
| 4.8 | 0 | 0 | 3.1202 | 8.6237 | -2.2723 | 3.1202 | 8.6237
| 14.6 | 0 | 18.8834 | 8.4359 | 17.4506 | 18.8834 | 8.4359 | 17.4506
| 6.8 | 0.2 | 9.5504 | 6.9639 | 10.8881 | 9.5504 | 6.9639 | 10.8881
| 0 | 4.6 | 0 | 2.0483 | 0 | -8.6597 | 2.0483 | -2.008
| 0.8 | 8.8 | 0.48434 | 4.9403 | 0 | 0.48434 | 4.9403 | -1.1424
| 0 | 0.4 | 0 | 0 | 0 | -4.7613 | -9.5122 | -2.3474
| 0.4 | 0 | 6.6696 | 7.869 | 0 | 6.6696 | 7.869 | -9.3604
| 2 | 1.2 | 1.5761 | 4.2824 | 0 | 1.5761 | 4.2824 | -13.8801
| 19 | 0 | 3.4932 | 7.6935 | 0 | 3.4932 | 7.6935 | -2.8926
| 1 | 0 | 9.714 | 0 | 3.8028 | 9.714 | -5.5191 | 3.8028
| 2.4 | 0.4 | 4.5913 | 6.9846 | 6.0636 | 4.5913 | 6.9846 | 6.0636
| 23.8 | 1.8 | 9.9748 | 0 | 11.0019 | 9.9748 | -13.9375 | 11.0019
| 8.6 | 0.8 | 9.469 | 0 | 0 | 9.469 | -14.7618 | -5.7422
| 34 | 0 | 28.3941 | 0 | 29.8084 | 28.3941 | -14.1781 | 29.8084
| 52.4 | 0.4 | 47.8989 | 0 | 45.208 | 47.8989 | -10.3256 | 45.208
| 10.6 | 0.4 | 6.3203 | 8.5213 | 4.5245 | 6.3203 | 8.5213 | 4.5245
| 2.4 | 2.8 | 9.4713 | 0 | 10.3111 | 9.4713 | -8.371 | 10.3111
| 0 | 13.6 | 0 | 10.8379 | 0 | -2.5418 | 10.8379 | -6.5111
| 2.8 | 8.6 | 0 | 0 | 0.5728 | -0.28342 | -2.7117 | 0.5728
| 20.2 | 17.4 | 20.4432 | 6.8379 | 5.0522 | 20.4432 | 6.8379 | 5.0522
| 13.8 | 0.6 | 12.0042 | 6.5004 | 12.9525 | 12.0042 | 6.5004 | 12.9525
| 22.8 | 0 | 26.9549 | 0 | 32.4013 | 26.9549 | -4.8677 | 32.4013
| 5.4 | 0 | 1.6669 | 1.5578 | 0 | 1.6669 | 1.5578 | -13.3037
| 0.4 | 0 | 4.8011 | 0 | 13.035 | 4.8011 | -2.7507 | 13.035
| 31 | 31 | 15.1161 | 33.8881 | 5.6837 | 15.1161 | 33.8881 | 5.6837
| 1.6 | 35.4 | 8.2391 | 39.8715 | 16.8787 | 8.2391 | 39.8715 | 16.8787
| 1.6 | 28.6 | 8.0618 | 36.8263 | 0 | 8.0618 | 36.8263 | -7.376
| 7.6 | 0 | 7.3112 | 0 | 0 | 7.3112 | -10.6023 | -6.4948
| 2.6 | 7 | 0 | 1.7984 | 0 | -9.1556 | 1.7984 | -9.5523
| 0 | 9.6 | 5.875 | 2.4103 | 1.6324 | 5.875 | 2.4103 | 1.6324
| 4 | 18.2 | 2.0567 | 22.6612 | 7.2355 | 2.0567 | 22.6612 | 7.2355
| 31 | 104.4 | 15.3487 | 94.836 | 20.5899 | 15.3487 | 94.836 | 20.5899
| 0.2 | 33.2 | 0 | 38.4047 | 8.6069 | -12.0148 | 38.4047 | 8.6069
| 4.4 | 26.2 | 0.12549 | 21.1974 | 1.3359 | 0.12549 | 21.1974 | 1.3359
| 23.6 | 68.8 | 23.6976 | 74.2712 | 21.7148 | 23.6976 | 74.2712 | 21.7148
| 41.6 | 10 | 36.9843 | 2.0392 | 23.46 | 36.9843 | 2.0392 | 23.46
| 3 | 37.7 | 0 | 23.9488 | 0 | -0.39144 | 23.9488 | -9.4474
| 0 | 11.6 | 6.0978 | 13.4665 | 6.7162 | 6.0978 | 13.4665 | 6.7162
| 0 | 0 | 0 | 0 | 0 | -15.8605 | -3.4142 | -14.4448
| 5.6 | 33.7 | 4.4947 | 26.4739 | 0.14626 | 4.4947 | 26.4739 | 0.14626
| 20.4 | 9 | 13.4585 | 0 | 22.2637 | 13.4585 | -1.7268 | 22.2637
| 2.6 | 8.4 | 8.0876 | 7.0151 | 3.1963 | 8.0876 | 7.0151 | 3.1963
| 15.9 | 0.6 | 20.1262 | 0 | 27.8489 | 20.1262 | -0.033351 | 27.8489
| 9.4 | 0 | 0 | 0 | 0 | -1.0213 | -12.8108 | -9.2232
| 13.6 | 0 | 6.83 | 1.4986 | 0 | 6.83 | 1.4986 | -6.7141
| 5.6 | 0 | 5.1419 | 0 | 13.1182 | 5.1419 | -15.2107 | 13.1182
| 0 | 3.2 | 0 | 0 | 0 | -13.2953 | -4.1646 | -6.2359
| 16.6 | 40.2 | 3.5768 | 48.7257 | 0 | 3.5768 | 48.7257 | -5.6716
| 0 | 9.2 | 0 | 3.5403 | 0 | -15.6502 | 3.5403 | -11.3534
| 0 | 24.4 | 0 | 20.0203 | 6.4751 | -0.61074 | 20.0203 | 6.4751
| 0 | 16.2 | 0 | 7.252 | 4.2221 | -8.5991 | 7.252 | 4.2221
| 14.8 | 1.5 | 14.3012 | 0 | 9.6413 | 14.3012 | -3.2452 | 9.6413
| 20.8 | 37.2 | 22.862 | 41.6027 | 13.2367 | 22.862 | 41.6027 | 13.2367
| 37.4 | 3 | 29.9053 | 0 | 28.7485 | 29.9053 | -7.8262 | 28.7485
| 9.8 | 0 | 0 | 4.8695 | 0 | -1.4724 | 4.8695 | -4.4219
| 1.9 | 0 | 0 | 0 | 5.9543 | -3.1329 | -5.2599 | 5.9543
| 21 | 0 | 15.9287 | 0 | 4.0259 | 15.9287 | -6.4382 | 4.0259
| 30 | 1.1 | 30.1694 | 0 | 37.2426 | 30.1694 | -14.0334 | 37.2426
| 0 | 0.4 | 8.71 | 0 | 0 | 8.71 | -13.0689 | -1.6166
| 4.4 | 8.2 | 0 | 4.1099 | 0 | -6.3241 | 4.1099 | -13.4586
| 12.8 | 8.4 | 0 | 0.31738 | 0 | -0.36309 | 0.31738 | -2.6205
| 26 | 1.8 | 11.0264 | 0 | 2.1245 | 11.0264 | -9.9326 | 2.1245
| 1.8 | 0 | 0 | 0 | 2.8655 | -11.4441 | -10.6671 | 2.8655
| 35 | 4.2 | 34.5141 | 5.7087 | 24.1715 | 34.5141 | 5.7087 | 24.1715
| 7.2 | 22.4 | 11.6133 | 22.54 | 18.1482 | 11.6133 | 22.54 | 18.1482
| 0.8 | 15.4 | 0 | 20.1652 | 0 | -2.8007 | 20.1652 | -13.7003
| 0.1 | 27.6 | 5.6372 | 13.362 | 6.9289 | 5.6372 | 13.362 | 6.9289
| 0 | 4.8 | 0 | 10.1565 | 3.8381 | -8.6688 | 10.1565 | 3.8381
| 0 | 0.8 | 2.7066 | 0.40278 | 6.4562 | 2.7066 | 0.40278 | 6.4562
| 2 | 0 | 8.7624 | 8.3263 | 0 | 8.7624 | 8.3263 | -3.8365
| 4.6 | 0 | 0 | 8.5563 | 0 | -10.6108 | 8.5563 | -12.6421
| 3.8 | 19.8 | 11.0343 | 10.0308 | 10.831 | 11.0343 | 10.0308 | 10.831
| 0 | 0.4 | 0 | 0 | 0 | -0.57571 | -12.4432 | -13.0102
| 0 | 0 | 0 | 0 | 0 | -10.1319 | -15.59 | -10.7118
| 0 | 0 | 0 | 0 | 0 | -15.3647 | -6.8655 | -14.1935
| 0 | 0 | 5.8335 | 0 | 6.4045 | 5.8335 | -9.1022 | 6.4045
| 0 | 0 | 6.8182 | 0 | 12.9056 | 6.8182 | -12.2021 | 12.9056
| 0.2 | 0.4 | 8.4872 | 6.6809 | 7.0861 | 8.4872 | 6.6809 | 7.0861
| 0 | 0 | 4.9151 | 0 | 0 | 4.9151 | -0.1999 | -0.56777
| 0.2 | 0 | 0 | 0 | 0 | -7.6216 | -15.1395 | -7.6626
| 0 | 0 | 6.5663 | 0 | 10.6852 | 6.5663 | -11.0945 | 10.6852
| 0 | 0 | 0 | 7.9563 | 0 | -3.6472 | 7.9563 | -12.4475
| 0 | 0 | 0 | 0 | 0 | -3.3393 | -10.1579 | -2.7707
| 2.8 | 0.2 | 2.4808 | 0 | 0 | 2.4808 | -8.5371 | -7.86
| 0 | 0 | 0 | 0 | 0 | -13.3088 | -6.402 | -6.1487
| 0 | 0 | 6.3481 | 0 | 6.3782 | 6.3481 | -0.2761 | 6.3782
| 0 | 0 | 8.859 | 5.026 | 4.8695 | 8.859 | 5.026 | 4.8695
| 0 | 0 | 2.191 | 0 | 6.2919 | 2.191 | -7.4827 | 6.2919
| 8.2 | 0 | 11.1083 | 0 | 11.5577 | 11.1083 | -7.4524 | 11.5577
| 29.6 | 0.2 | 29.3974 | 0 | 33.2345 | 29.3974 | -5.4554 | 33.2345
| 0.8 | 0.2 | 5.7636 | 1.6606 | 0 | 5.7636 | 1.6606 | -4.2761
| 5.2 | 0 | 0 | 0 | 0 | -5.3166 | -8.212 | -3.763
| 23.4 | 0 | 15.5597 | 0 | 10.5217 | 15.5597 | -11.4299 | 10.5217
| 0 | 0 | 0 | 0 | 2.8253 | -11.2636 | -2.2354 | 2.8253
| 4.4 | 0 | 10.9924 | 3.0088 | 4.3475 | 10.9924 | 3.0088 | 4.3475
| 0 | 0 | 0 | 1.4095 | 0 | -6.5131 | 1.4095 | -8.1383
| 0 | 0 | 0 | 4.2432 | 0 | -4.5771 | 4.2432 | -15.9832
| 0 | 0 | 0 | 7.7181 | 0 | -13.5281 | 7.7181 | -2.9208
| 0 | 0 | 1.06 | 0 | 2.2348 | 1.06 | -3.1285 | 2.2348
| 0 | 7.4 | 7.5814 | 14.6815 | 13.9966 | 7.5814 | 14.6815 | 13.9966
| 0 | 2.8 | 3.564 | 0 | 3.9946 | 3.564 | -1.8961 | 3.9946
| 0 | 0 | 0 | 0 | 0 | -12.1772 | -7.2912 | -10.6827
| 0 | 0 | 0 | 5.9794 | 1.803 | -7.8104 | 5.9794 | 1.803
| 0 | 0 | 0 | 0 | 0 | -1.2322 | -12.0747 | -15.2119
| 0 | 0 | 0 | 0 | 0 | -15.5995 | -10.2646 | -8.8538
| 0 | 0 | 0 | 4.5941 | 0 | -12.0637 | 4.5941 | -6.5845
| 0.2 | 0 | 0 | 0 | 0 | -2.9998 | -13.8521 | -4.0867
| 0 | 0 | 0 | 7.7055 | 0 | -2.1861 | 7.7055 | -2.526
| 0 | 0 | 0 | 0 | 8.7564 | -3.1525 | -0.44212 | 8.7564
| 0 | 0 | 0 | 3.5758 | 0 | -7.3094 | 3.5758 | -12.595
| 0 | 0 | 8.7094 | 0 | 8.1297 | 8.7094 | -3.8404 | 8.1297
| 0 | 0 | 0 | 5.0559 | 0 | -13.936 | 5.0559 | -11.1644
| 3.6 | 0 | 0 | 0 | 4.7345 | -5.4863 | -7.9269 | 4.7345
| 0 | 0 | 0 | 0 | 0 | -6.1601 | -12.0247 | -12.5529
| 0 | 0 | 0 | 3.6153 | 0 | -4.5437 | 3.6153 | -10.6296
| 0 | 0 | 0 | 1.7728 | 0 | -3.9046 | 1.7728 | -8.9741
| 1.6 | 7 | 0 | 1.1175 | 0 | -12.4594 | 1.1175 | -14.9254
| 20.8 | 0 | 21.4554 | 6.0522 | 20.0466 | 21.4554 | 6.0522 | 20.0466
| 3.2 | 0 | 9.5397 | 1.0317 | 14.5667 | 9.5397 | 1.0317 | 14.5667
| 1.2 | 0 | 0 | 0 | 8.8055 | -11.176 | -11.2345 | 8.8055
| 0 | 0 | 0 | 1.6022 | 0 | -15.6538 | 1.6022 | -3.7513
| 15.4 | 1.4 | 5.1414 | 0 | 0 | 5.1414 | -9.9733 | -7.7875
| 1.2 | 13.4 | 8.9238 | 6.611 | 6.3089 | 8.9238 | 6.611 | 6.3089
| 0 | 4 | 0 | 12.8499 | 0 | -4.9923 | 12.8499 | -5.1828
| 5.8 | 0 | 0 | 0 | 0 | -9.2393 | -9.8109 | -14.473
| 20.4 | 0 | 4.6232 | 0 | 8.975 | 4.6232 | -0.23453 | 8.975
| 20.4 | 0 | 20.4998 | 0 | 6.9105 | 20.4998 | -4.056 | 6.9105
| 0.6 | 0 | 2.119 | 0 | 0 | 2.119 | -3.5519 | -8.8226
| 0 | 0 | 8.4496 | 0 | 6.7156 | 8.4496 | -7.7114 | 6.7156
| 0 | 0 | 0 | 1.4794 | 0 | -12.6332 | 1.4794 | -1.2838
| 1.8 | 0 | 0 | 0 | 0 | -3.9306 | -0.88146 | -12.4507
| 6.2 | 0 | 0 | 0 | 0 | -0.66137 | -0.6819 | -1.0271
| 9.4 | 0 | 0 | 0 | 5.2991 | -4.0403 | -3.7147 | 5.2991
| 26.6 | 0 | 19.139 | 8.6456 | 10.8313 | 19.139 | 8.6456 | 10.8313
| 13.6 | 0 | 17.988 | 0 | 17.6817 | 17.988 | -11.1309 | 17.6817
| 0 | 0.2 | 0.51512 | 4.703 | 4.0897 | 0.51512 | 4.703 | 4.0897
| 0 | 0 | 0 | 0 | 4.7267 | -7.7543 | -1.1023 | 4.7267
| 0 | 1 | 8.0276 | 7.1377 | 3.9074 | 8.0276 | 7.1377 | 3.9074
| 0 | 1.2 | 8.6467 | 0 | 3.6561 | 8.6467 | -10.9657 | 3.6561
| 0 | 2.4 | 4.4003 | 10.3054 | 0 | 4.4003 | 10.3054 | -2.1916
| 0 | 4 | 0 | 4.2392 | 0 | -5.5732 | 4.2392 | -7.9469
| 0 | 0 | 0 | 1.9456 | 0 | -10.2363 | 1.9456 | -9.4519
| 0 | 0 | 5.2764 | 0 | 7.3568 | 5.2764 | -4.0264 | 7.3568
| 0 | 0 | 0 | 0 | 3.0874 | -10.2969 | -14.6129 | 3.0874
| 0 | 0 | 7.8864 | 0 | 15.4733 | 7.8864 | -6.2443 | 15.4733
| 0 | 0 | 0 | 0 | 0 | -6.0907 | -2.2051 | -13.0615
| 37 | 0 | 33.7841 | 6.4318 | 38.8643 | 33.7841 | 6.4318 | 38.8643
| 1.8 | 0 | 0 | 5.238 | 0 | -1.9137 | 5.238 | -13.9048
| 0 | 0.6 | 0 | 5.4013 | 5.8421 | -5.3189 | 5.4013 | 5.8421
| 0 | 0 | 0 | 0 | 0 | -0.17552 | -12.664 | -11.0642
| 8 | 0 | 9.3118 | 4.5878 | 17.5615 | 9.3118 | 4.5878 | 17.5615
| 18.2 | 8.4 | 18.0873 | 0 | 15.2142 | 18.0873 | -5.9139 | 15.2142
| 0.6 | 4 | 0.28398 | 0 | 0 | 0.28398 | -8.238 | -14.0604
| 0 | 4.2 | 3.1322 | 11.5938 | 0 | 3.1322 | 11.5938 | -9.1081
| 0 | 0 | 4.7147 | 0 | 0 | 4.7147 | -9.1083 | -2.3261
| 0 | 0 | 0 | 0 | 0 | -13.945 | -0.45854 | -3.3751
| 0 | 0 | 2.9686 | 5.5377 | 6.8807 | 2.9686 | 5.5377 | 6.8807
| 0 | 0 | 0.86206 | 0 | 0 | 0.86206 | -13.711 | -3.9795
| 0 | 0 | 8.866 | 0 | 0 | 8.866 | -15.271 | -6.6746
| 0 | 0 | 3.2716 | 0 | 5.2966 | 3.2716 | -15.4122 | 5.2966
| 0 | 0 | 0 | 0 | 0 | -11.336 | -7.7413 | -5.7514
| 0 | 0 | 0.75764 | 0 | 0 | 0.75764 | -0.86729 | -13.6139
| 0 | 0 | 0 | 0 | 0 | -13.8684 | -11.1486 | -1.8891
| 0 | 0 | 2.8358 | 0 | 0 | 2.8358 | -15.4123 | -8.1398
| 0 | 0 | 0 | 1.0893 | 0 | -12.0062 | 1.0893 | -11.9026
| 0 | 3.2 | 0 | 2.8489 | 3.4683 | -2.5238 | 2.8489 | 3.4683
| 0 | 14.6 | 0 | 20.9415 | 0 | -5.5558 | 20.9415 | -3.2134
| 0 | 24.4 | 0 | 22.2038 | 0 | -12.17 | 22.2038 | -5.2251
| 0 | 1.8 | 0.73371 | 4.7935 | 0 | 0.73371 | 4.7935 | -3.8534
| 0 | 0 | 0 | 0 | 0 | -11.3306 | -15.0554 | -12.7922
| 0 | 0 | 0 | 0 | 0 | -7.5629 | -10.3216 | -2.8018
| 0 | 0 | 0 | 0 | 3.5672 | -8.4234 | -4.9036 | 3.5672
| 0 | 0 | 2.3601 | 0 | 0 | 2.3601 | -14.1183 | -8.7073
| 0 | 0 | 0 | 8.8051 | 0 | -12.4177 | 8.8051 | -1.2419
| 0 | 0 | 4.4553 | 0 | 11.6834 | 4.4553 | -7.4724 | 11.6834
| 0 | 0 | 2.9861 | 1.323 | 10.7415 | 2.9861 | 1.323 | 10.7415
| 0 | 0 | 0 | 6.177 | 0 | -5.74 | 6.177 | -7.4459
| 0 | 0 | 0 | 0 | 0 | -12.9043 | -9.9922 | -11.7837
| 0 | 0 | 0 | 0 | 0 | -13.2573 | -5.2999 | -14.7189
| 0 | 0 | 0 | 0.51231 | 0 | -0.95978 | 0.51231 | -11.1607
| 0 | 0 | 0 | 3.7943 | 0 | -6.5405 | 3.7943 | -0.15385
| 0 | 0 | 0 | 0 | 0 | -11.1906 | -2.8785 | -8.1632
| 0 | 0 | 2.9016 | 0 | 0 | 2.9016 | -1.483 | -5.9302
| 0 | 0 | 4.9825 | 1.0508 | 7.4984 | 4.9825 | 1.0508 | 7.4984
| 0 | 0 | 4.4219 | 6.7502 | 0 | 4.4219 | 6.7502 | -4.628
| 0 | 0 | 0 | 0 | 0 | -1.2884 | -7.4938 | -5.3616
| 0 | 2.8 | 0 | 0 | 0 | -3.8739 | -13.272 | -15.7424
| 0.4 | 10.4 | 4.3327 | 8.655 | 6.5767 | 4.3327 | 8.655 | 6.5767
| 7.8 | 33.4 | 6.3076 | 34.1792 | 7.537 | 6.3076 | 34.1792 | 7.537
| 3.6 | 26 | 4.3208 | 26.9106 | 11.5241 | 4.3208 | 26.9106 | 11.5241
| 10.6 | 6 | 9.8695 | 0 | 13.4634 | 9.8695 | -7.6474 | 13.4634
| 3.2 | 15.8 | 0 | 14.7485 | 0 | -10.7584 | 14.7485 | -5.4274
| 6.2 | 0.8 | 14.0299 | 0 | 1.2445 | 14.0299 | -2.8276 | 1.2445
| 0 | 2.4 | 5.4513 | 0 | 12.2126 | 5.4513 | -7.1956 | 12.2126
| 0 | 0 | 2.4292 | 0 | 9.5679 | 2.4292 | -9.7311 | 9.5679
| 0 | 1.6 | 2.5883 | 10.0947 | 0 | 2.5883 | 10.0947 | -0.083881
| 0 | 0 | 0 | 0 | 0 | -3.3615 | -0.68962 | -11.5834
| 0 | 29.6 | 0 | 24.128 | 0 | -15.4495 | 24.128 | -12.3531
| 0 | 13 | 6.6202 | 15.5595 | 0 | 6.6202 | 15.5595 | -0.61602
| 0 | 1.4 | 3.0941 | 0 | 2.9974 | 3.0941 | -2.456 | 2.9974
| 0 | 0 | 0 | 3.3634 | 0 | -10.9348 | 3.3634 | -0.19358
| 0 | 0 | 0.47481 | 2.7629 | 0 | 0.47481 | 2.7629 | -4.3467
| 0 | 0 | 0 | 0 | 0 | -0.065904 | -14.3263 | -3.9075
| 0 | 0 | 0.91433 | 0 | 0 | 0.91433 | -1.4584 | -7.6421
| 0 | 0 | 0 | 0 | 1.4823 | -5.7179 | -15.4259 | 1.4823
| 0 | 2 | 0 | 5.1576 | 0 | -3.3367 | 5.1576 | -2.2119
| 0 | 4 | 0 | 0 | 1.1195 | -9.3431 | -11.995 | 1.1195
| 0 | 2.8 | 7.8058 | 11.1922 | 14.4551 | 7.8058 | 11.1922 | 14.4551
| 26.4 | 46.4 | 24.9438 | 32.225 | 12.8403 | 24.9438 | 32.225 | 12.8403
| 0.4 | 86.8 | 0 | 86.4016 | 0 | -12.4332 | 86.4016 | -5.4846
| 0 | 1.4 | 5.6696 | 5.0364 | 4.3235 | 5.6696 | 5.0364 | 4.3235
| 2 | 4.2 | 0.89482 | 2.514 | 0 | 0.89482 | 2.514 | -0.022973
| 12.4 | 39.8 | 7.5208 | 30.9676 | 0 | 7.5208 | 30.9676 | -5.979
| 29.4 | 29.8 | 31.6612 | 17.6959 | 32.0412 | 31.6612 | 17.6959 | 32.0412
| 1.6 | 11.8 | 0 | 4.5226 | 0 | -10.5326 | 4.5226 | -13.228
| 0.6 | 1.6 | 0 | 2.9651 | 0 | -10.5856 | 2.9651 | -3.7677
| 8.2 | 0 | 0 | 0 | 0 | -3.0321 | -1.9929 | -13.0822
| 0 | 0 | 0 | 0 | 7.3309 | -9.5263 | -6.3374 | 7.3309
| 12.4 | 0 | 12.1347 | 0 | 10.4441 | 12.1347 | -9.7903 | 10.4441
| 5.6 | 0 | 0 | 0 | 5.0921 | -9.409 | -11.4619 | 5.0921
| 0 | 0 | 0 | 0 | 0 | -12.1066 | -13.1967 | -1.0511
| 0 | 0 | 0 | 0 | 3.7772 | -6.8873 | -2.7247 | 3.7772
| 0 | 0 | 0 | 0.56524 | 0 | -7.8386 | 0.56524 | -9.0218
| 57.8 | 0 | 57.271 | 0 | 61.8489 | 57.271 | -1.8506 | 61.8489
| 6 | 0 | 3.9059 | 7.9009 | 0 | 3.9059 | 7.9009 | -4.6256
| 9.2 | 0 | 10.7052 | 8.5355 | 10.9951 | 10.7052 | 8.5355 | 10.9951
| 0.4 | 4 | 6.9813 | 0 | 0 | 6.9813 | -0.97026 | -5.9797
| 0 | 15.6 | 0 | 9.6917 | 6.02 | -14.8526 | 9.6917 | 6.02
| 1.4 | 9.2 | 0 | 0 | 0 | -3.6935 | -3.4654 | -12.3653
| 1.8 | 26.4 | 10.2249 | 33.3941 | 12.7269 | 10.2249 | 33.3941 | 12.7269
| 17.8 | 27 | 6.1773 | 24.1872 | 3.8176 | 6.1773 | 24.1872 | 3.8176
| 15.4 | 37.6 | 11.2478 | 24.2764 | 3.9617 | 11.2478 | 24.2764 | 3.9617
| 33 | 0.8 | 19.1801 | 0 | 11.6988 | 19.1801 | -9.8352 | 11.6988
| 31.4 | 0.6 | 19.3178 | 0 | 9.8213 | 19.3178 | -8.4793 | 9.8213
| 28.4 | 0 | 20.6239 | 0 | 20.7959 | 20.6239 | -8.051 | 20.7959
| 6.4 | 0 | 0.25234 | 8.1855 | 4.485 | 0.25234 | 8.1855 | 4.485
| 17.2 | 14.2 | 25.7859 | 15.3557 | 22.8159 | 25.7859 | 15.3557 | 22.8159
| 27 | 6.4 | 34.4319 | 11.9881 | 39.3476 | 34.4319 | 11.9881 | 39.3476
| 16.8 | 23.4 | 5.3072 | 13.3746 | 0 | 5.3072 | 13.3746 | -7.3299
| 46.2 | 0.6 | 33.056 | 0 | 23.0009 | 33.056 | -4.2214 | 23.0009
| 10.8 | 10.2 | 0 | 0 | 8.8098 | -1.8521 | -2.3364 | 8.8098
| 40.2 | 4 | 25.6393 | 7.6887 | 26.3786 | 25.6393 | 7.6887 | 26.3786
| 21.4 | 9.8 | 12.8632 | 5.28 | 1.1692 | 12.8632 | 5.28 | 1.1692
| 9.4 | 0 | 3.0022 | 0 | 0 | 3.0022 | -14.3457 | -2.5053
| 1.6 | 5.8 | 9.7371 | 0 | 13.1227 | 9.7371 | -7.8224 | 13.1227
| 21.8 | 4 | 25.4219 | 0 | 15.1997 | 25.4219 | -4.7862 | 15.1997
| 2.4 | 0 | 0 | 4.3861 | 3.5191 | -6.4009 | 4.3861 | 3.5191
| 33.6 | 6.8 | 27.269 | 2.9257 | 33.2223 | 27.269 | 2.9257 | 33.2223
| 24.4 | 39 | 17.0082 | 35.028 | 4.5961 | 17.0082 | 35.028 | 4.5961
| 7 | 40.6 | 0.20935 | 42.9781 | 0 | 0.20935 | 42.9781 | -14.1879
| 9 | 35.4 | 2.9843 | 21.265 | 10.5817 | 2.9843 | 21.265 | 10.5817
| 15 | 21.2 | 15.1479 | 26.1331 | 20.7729 | 15.1479 | 26.1331 | 20.7729
| 6.4 | 1.2 | 0 | 6.093 | 2.024 | -1.9651 | 6.093 | 2.024
| 37.6 | 0 | 28.5481 | 0 | 34.1735 | 28.5481 | -11.6359 | 34.1735
| 35.2 | 0 | 23.7901 | 0 | 20.6093 | 23.7901 | -10.4734 | 20.6093
| 9 | 3.4 | 14.4045 | 0 | 4.2765 | 14.4045 | -5.3139 | 4.2765
| 4.4 | 6 | 0 | 11.9254 | 2.0125 | -8.5816 | 11.9254 | 2.0125
| 20.2 | 44.2 | 24.2214 | 35.4971 | 23.6621 | 24.2214 | 35.4971 | 23.6621
| 1.4 | 2.2 | 0 | 0.11936 | 0 | -14.1586 | 0.11936 | -14.8362
| 34 | 1.6 | 37.0882 | 0 | 25.163 | 37.0882 | -7.8828 | 25.163
| 0 | 0 | 0 | 1.847 | 0 | -15.3278 | 1.847 | -10.4242
| 0 | 20.5 | 0 | 5.2483 | 1.3161 | -2.7918 | 5.2483 | 1.3161
| 0 | 18.8 | 0 | 24.7194 | 0 | -13.0718 | 24.7194 | -13.1671
| 0 | 59 | 0 | 57.786 | 7.0702 | -6.3564 | 57.786 | 7.0702
| 0 | 11.4 | 6.6504 | 0 | 6.3047 | 6.6504 | -0.31355 | 6.3047
| 0 | 0.6 | 0 | 0 | 0 | -3.3069 | -2.8403 | -15.9287
| 0 | 6 | 0 | 10.5124 | 5.947 | -12.5931 | 10.5124 | 5.947
| 0 | 55.4 | 0 | 63.5404 | 0.31029 | -7.3487 | 63.5404 | 0.31029
| 0 | 6.2 | 0 | 6.8005 | 0 | -12.6006 | 6.8005 | -13.8231
| 0 | 0 | 0 | 0 | 0 | -3.9397 | -8.3926 | -1.0125
| 3.4 | 0 | 3.0752 | 1.0911 | 0 | 3.0752 | 1.0911 | -9.739
| 29.4 | 0 | 37.8134 | 6.8354 | 24.7635 | 37.8134 | 6.8354 | 24.7635
| 32.8 | 0 | 21.5469 | 5.8632 | 16.6725 | 21.5469 | 5.8632 | 16.6725
| 25.6 | 0 | 32.1731 | 0 | 36.2 | 32.1731 | -13.8978 | 36.2
| 15.2 | 0 | 20.9732 | 0 | 10.2655 | 20.9732 | -6.2792 | 10.2655
| 60.6 | 0 | 69.2851 | 0 | 56.0758 | 69.2851 | -7.6672 | 56.0758
| 15 | 0 | 15.4777 | 0 | 10.1839 | 15.4777 | -2.3355 | 10.1839
| 43 | 0 | 39.0699 | 0 | 41.2058 | 39.0699 | -0.57194 | 41.2058
| 15 | 0 | 5.5437 | 0.058432 | 0 | 5.5437 | 0.058432 | -1.0836
| 0 | 0 | 0 | 0 | 8.0855 | -7.0429 | -7.0509 | 8.0855
| 0 | 0 | 2.6488 | 3.0334 | 1.7395 | 2.6488 | 3.0334 | 1.7395
| 0 | 13 | 0 | 12.7598 | 0 | -4.5246 | 12.7598 | -3.0979
| 0 | 34.6 | 0 | 39.6893 | 0 | -0.89538 | 39.6893 | -14.426
| 0 | 27.4 | 1.6334 | 28.7492 | 5.676 | 1.6334 | 28.7492 | 5.676
| 0 | 32.6 | 0 | 19.0849 | 0 | -10.4127 | 19.0849 | -3.4775
| 1.2 | 27.2 | 0 | 29.1113 | 0 | -6.174 | 29.1113 | -0.48011
| 45.4 | 33.8 | 48.225 | 36.8119 | 34.2152 | 48.225 | 36.8119 | 34.2152
| 0.8 | 22.4 | 0 | 17.011 | 0 | -11.8542 | 17.011 | -4.1272
| 15.2 | 37.2 | 17.3326 | 44.3355 | 12.0613 | 17.3326 | 44.3355 | 12.0613
| 48.6 | 27 | 46.8308 | 31.3355 | 31.7448 | 46.8308 | 31.3355 | 31.7448
| 34.2 | 4.8 | 22.2933 | 8.3189 | 14.5074 | 22.2933 | 8.3189 | 14.5074
| 4.4 | 12.2 | 3.5185 | 10.1078 | 0 | 3.5185 | 10.1078 | -4.4029
| 17.8 | 3.4 | 1.7605 | 5.1443 | 0.51171 | 1.7605 | 5.1443 | 0.51171
| 1.4 | 23.8 | 0 | 9.7566 | 4.0136 | -10.1882 | 9.7566 | 4.0136
| 1 | 0 | 0 | 0 | 0 | -11.9385 | -9.5449 | -1.2771
| 0 | 2.4 | 0 | 3.6108 | 0 | -3.8693 | 3.6108 | -2.182
| 9 | 3 | 12.0267 | 0 | 4.9267 | 12.0267 | -3.3637 | 4.9267
| 20.2 | 2.2 | 26.4495 | 0 | 12.9772 | 26.4495 | -8.5591 | 12.9772
| 0.8 | 21.8 | 0 | 16.8172 | 5.7124 | -8.6931 | 16.8172 | 5.7124
| 24.6 | 25.5 | 14.5788 | 30.0474 | 20.1663 | 14.5788 | 30.0474 | 20.1663
| 0 | 31.8 | 0 | 40.5338 | 8.4822 | -3.9209 | 40.5338 | 8.4822
| 0 | 22.6 | 0 | 9.2646 | 0 | -5.3392 | 9.2646 | -0.8439
| 8.8 | 9 | 0 | 12.5809 | 0 | -3.6278 | 12.5809 | -4.9624
| 11.6 | 35.8 | 15.8676 | 42.4364 | 8.3522 | 15.8676 | 42.4364 | 8.3522
| 10 | 9.4 | 1.9772 | 0 | 0 | 1.9772 | -4.7714 | -13.2124
| 2.2 | 0 | 4.4372 | 3.4933 | 6.729 | 4.4372 | 3.4933 | 6.729
| 0.6 | 0 | 2.8818 | 0 | 0 | 2.8818 | -9.9477 | -11.6453
| 10.2 | 26.2 | 0 | 30.5713 | 0 | -2.1287 | 30.5713 | -8.0826
| 5.4 | 1.6 | 0 | 0 | 8.1288 | -4.9768 | -5.0567 | 8.1288
| 0 | 0.2 | 0 | 0 | 0 | -11.9672 | -14.3886 | -2.2561
| 0 | 0 | 0 | 7.9758 | 6.705 | -6.9142 | 7.9758 | 6.705
| 0 | 0 | 0 | 0 | 1.3974 | -14.9514 | -6.9869 | 1.3974
| 0 | 0 | 0 | 4.9707 | 0 | -1.9094 | 4.9707 | -12.6369
Annual Rainfall | 2785.9 | 2978.2 | 2639.6058 | 2960.6829 | 2517.7789

## Week 9 Studio
Paramaters | [7 empty] | Qin | Steady State Volumes
| Diamater of tank, D / m | 0.75 | Time, t / day | Tank Volume, V / m3 | Water height, h / m | Water flow out, Qout / m3 min-1 | Net flow, Qnet / m3 min-1 | 0.005 | 0.00158
| Diameter of nozzle, d / m | 0.02 | 0 | 0 | 0 | 0 | 0.1 | 0.01 | 0.0063
| Initial Volume, V0 / m3 | 0 | 1 | 0.1 | 0.22635 | 0.039723 | 0.060277 | 0.02 | 0.025
| Flowrate in, Qin / m3 min-1 | 0.1 | 2 | 0.16028 | 0.36279 | 0.05029 | 0.04971 | 0.05 | 0.158
| Nozzle Area, A / m2 | 0.00031416 | 3 | 0.20999 | 0.47531 | 0.057563 | 0.042437 | 0.1 | 0.63
| Acelleration due to gravity, g / m s-2 | 9.81 | 4 | 0.25242 | 0.57137 | 0.063112 | 0.036888
| Tank Area, AT / m2 | 0.44179 | 5 | 0.28931 | 0.65487 | 0.067566 | 0.032434
| Maximum tank volume, Vmax / m^3 | 7 | 6 | 0.32175 | 0.72829 | 0.071253 | 0.028747
| Catchment Area, Acatch / m^2 | 50 | 7 | 0.35049 | 0.79336 | 0.074368 | 0.025632
| Flowrate out, Qout / m^3 min^-1 |  | 8 | 0.37613 | 0.85138 | 0.077039 | 0.022961
| Cmin / L day^-1 | 136 | 9 | 0.39909 | 0.90335 | 0.079356 | 0.020644
| Cmax / L day^-1 | 601 | 10 | 0.41973 | 0.95008 | 0.081382 | 0.018618
| C / L day^-1 | 400 | 11 | 0.43835 | 0.99222 | 0.083168 | 0.016832
|  |  | 12 | 0.45518 | 1.0303 | 0.084749 | 0.015251
|  |  | 13 | 0.47043 | 1.0648 | 0.086157 | 0.013843
|  |  | 14 | 0.48427 | 1.0962 | 0.087416 | 0.012584
|  |  | 15 | 0.49686 | 1.1247 | 0.088544 | 0.011456
|  |  | 16 | 0.50831 | 1.1506 | 0.089559 | 0.010441
|  |  | 17 | 0.51876 | 1.1742 | 0.090474 | 0.0095256
|  |  | 18 | 0.52828 | 1.1958 | 0.091301 | 0.0086987
|  |  | 19 | 0.53698 | 1.2155 | 0.09205 | 0.0079501
|  |  | 20 | 0.54493 | 1.2335 | 0.092729 | 0.0072712
Result |  |  | 21 | 0.5522 | 1.2499 | 0.093345 | 0.0066546
|  |  | 22 | 0.55886 | 1.265 | 0.093906 | 0.0060938
|  |  | 23 | 0.56495 | 1.2788 | 0.094417 | 0.0055832
|  |  | 24 | 0.57053 | 1.2914 | 0.094882 | 0.0051178
|  |  | 25 | 0.57565 | 1.303 | 0.095307 | 0.0046932
|  |  | 26 | 0.58034 | 1.3136 | 0.095694 | 0.0043055
|  |  | 27 | 0.58465 | 1.3234 | 0.096049 | 0.0039512
|  |  | 28 | 0.5886 | 1.3323 | 0.096373 | 0.0036272
|  |  | 29 | 0.59223 | 1.3405 | 0.096669 | 0.0033307
|  |  | 30 | 0.59556 | 1.3481 | 0.096941 | 0.0030592
|  |  | 31 | 0.59862 | 1.355 | 0.097189 | 0.0028106
|  |  | 32 | 0.60143 | 1.3614 | 0.097417 | 0.0025827
|  |  | 33 | 0.60401 | 1.3672 | 0.097626 | 0.0023737
|  |  | 34 | 0.60638 | 1.3726 | 0.097818 | 0.0021821
|  |  | 35 | 0.60857 | 1.3775 | 0.097994 | 0.0020062
|  |  | 36 | 0.61057 | 1.3821 | 0.098155 | 0.0018449
|  |  | 37 | 0.61242 | 1.3862 | 0.098303 | 0.0016967
|  |  | 38 | 0.61411 | 1.3901 | 0.098439 | 0.0015606
|  |  | 39 | 0.61567 | 1.3936 | 0.098564 | 0.0014356
|  |  | 40 | 0.61711 | 1.3969 | 0.098679 | 0.0013208
|  |  | 41 | 0.61843 | 1.3998 | 0.098785 | 0.0012152
|  |  | 42 | 0.61965 | 1.4026 | 0.098882 | 0.0011182
|  |  | 43 | 0.62076 | 1.4051 | 0.098971 | 0.001029
|  |  | 44 | 0.62179 | 1.4075 | 0.099053 | 0.00094703
|  |  | 45 | 0.62274 | 1.4096 | 0.099128 | 0.00087162
|  |  | 46 | 0.62361 | 1.4116 | 0.099198 | 0.00080228
|  |  | 47 | 0.62441 | 1.4134 | 0.099262 | 0.00073849
|  |  | 48 | 0.62515 | 1.4151 | 0.09932 | 0.00067981
|  |  | 49 | 0.62583 | 1.4166 | 0.099374 | 0.00062582
|  |  | 50 | 0.62646 | 1.418 | 0.099424 | 0.00057615
|  |  | 51 | 0.62703 | 1.4193 | 0.09947 | 0.00053044
|  |  | 52 | 0.62757 | 1.4205 | 0.099512 | 0.00048837
|  |  | 53 | 0.62805 | 1.4216 | 0.09955 | 0.00044966
|  |  | 54 | 0.6285 | 1.4226 | 0.099586 | 0.00041403
|  |  | 55 | 0.62892 | 1.4236 | 0.099619 | 0.00038123
|  |  | 56 | 0.6293 | 1.4244 | 0.099649 | 0.00035105
|  |  | 57 | 0.62965 | 1.4252 | 0.099677 | 0.00032326
|  |  | 58 | 0.62997 | 1.426 | 0.099702 | 0.00029767
|  |  | 59 | 0.63027 | 1.4266 | 0.099726 | 0.00027412
|  |  | 60 | 0.63054 | 1.4273 | 0.099748 | 0.00025244

## Week 10 Studio
Parameters
Link to another sheet
Calculation
Parameters | [5 empty] | Date | Daily Rainfall / mm | Tank Volume, V / L | Water flow out, Qout / L day-1 | Flow rate in, Qin / L day-1 | Net flow, Qnet / L day-1 | Station to use in model | Station 3 - 2013 | Station 1 - 2014 | Parameters
Diameter of tank | m | 0.75 | [5 empty] | 0 | 0 | 0 | 0 |  |  | Station 1 - 2015 | Roof width | W | 8 | m
Diameter of nozzle | m | 0.02 |  |  |  | 2013-01-01 | 0 | 0 | 0 | 0 | 0 |  |  | Station 2 - 2015 | Roof legnth | B | 12 | m
Initial Volume | L | 0 |  |  |  | 2013-01-02 | 0 | 0 | 0 | 0 | 0 |  |  | Station 3 - 2013 | Catchment area | Ac | 96 | m^2
Flowrate in (Qin) | m3 min-1 | 0.1 |  |  |  | 2013-01-03 | 0 | 0 | 0 | 0 | 0 |  |  |  | Initial volume | Vi | 0 | m^3
Nozzle Area | m2 | 0.00031416 |  |  |  | 2013-01-04 | 0 | 0 | 0 | 550 | 550
Acceleration due to gravity | m s-2 | 9.81 |  |  |  | 2013-01-05 | 4.4 | 550 | 0 | 700 | 700
Tank Area | m2 | 0.44179 |  |  |  | 2013-01-06 | 5.6 | 1250 | 0 | 625 | 625
Maximum Tank Volume | L | 5000 |  |  |  | 2013-01-07 | 5 | 1875 | 0 | 325 | 325
Catchment Area | m2 | 125 |  |  |  | 2013-01-08 | 2.6 | 2200 | 0 | 25 | 25
Flowrate out (Qout) | m3 min-1 |  |  |  |  | 2013-01-09 | 0.2 | 2225 | 0 | 0 | 0
Cmin | L day-1 | 136 |  |  |  | 2013-01-10 | 0 | 2225 | 0 | 0 | 0
Cmax | L day-1 | 601 |  |  |  | 2013-01-11 | 0 | 2225 | 0 | 0 | 0
C | L day-1 | 369 |  |  |  | 2013-01-12 | 0 | 2225 | 0 | 0 | 0
[6 empty] | 2013-01-13 | 0 | 2225 | 0 | 0 | 0
[6 empty] | 2013-01-14 | 0 | 2225 | 0 | 125 | 125
Satisfaction vs Consumption | % | 50.1689 |  |  |  | 2013-01-15 | 1 | 2350 | 0 | 150 | 150
[6 empty] | 2013-01-16 | 1.2 | 2500 | 0 | 275 | 275
[6 empty] | 2013-01-17 | 2.2 | 2775 | 0 | 0 | 0
Consumption-Satisfaction Values | % |  |  |  |  | 2013-01-18 | 0 | 2775 | 0 | 0 | 0
| 1 | 166 |  |  |  | 2013-01-19 | 0 | 2775 | 0 | 0 | 0
| 50 | 369 |  |  |  | 2013-01-20 | 0 | 2775 | 0 | 0 | 0
| 99 | 571 |  |  |  | 2013-01-21 | 0 | 2775 | 0 | 25 | 25
Result | [5 empty] | 2013-01-22 | 0.2 | 2800 | 0 | 800 | 800
[6 empty] | 2013-01-23 | 6.4 | 3600 | 0 | 275 | 275
Zeroes? | 97 |  |  |  |  | 2013-01-24 | 2.2 | 3875 | 0 | 25 | 25
[6 empty] | 2013-01-25 | 0.2 | 3900 | 0 | 200 | 200
[6 empty] | 2013-01-26 | 1.6 | 4100 | 0 | 575 | 575
[6 empty] | 2013-01-27 | 4.6 | 4675 | 0 | 1300 | 1300
| 1% | 50% | 99% |  |  | 2013-01-28 | 10.4 | 5000 | 0 | 1350 | 1350
Station 1 - 2014 | 5855 | 16650 | 39750 | L |  | 2013-01-29 | 10.8 | 5000 | 0 | 775 | 775
Station 1 - 2015 | 5852 | 16615 | 39716 | L |  | 2013-01-30 | 6.2 | 5000 | 0 | 175 | 175
Station 2 - 2015 | 8333 | n/a (not enough rain to sustain this level of consumption) | n/a (not enough rain to sustain this level of consumption) | L | (our system would require additional catchment area to sustain this level of consumption) | 2013-01-31 | 1.4 | 5000 | 0 | 0 | -369
Station 3 - 2013 | 4955 | (somewhere between - computer was glitching so couldn’t see) | ~8100 (no change in days w/o water after this pt) | L |  | 2013-02-01 | 0 | 4631 | 369 | 125 | -244
[6 empty] | 2013-02-02 | 1 | 4387 | 369 | 1000 | 631
[6 empty] | 2013-02-03 | 8 | 5000 | 369 | 200 | -169
[6 empty] | 2013-02-04 | 1.6 | 4831 | 369 | 475 | 106
[6 empty] | 2013-02-05 | 3.8 | 4937 | 369 | 25 | -344
[6 empty] | 2013-02-06 | 0.2 | 4593 | 369 | 200 | -169
[6 empty] | 2013-02-07 | 1.6 | 4424 | 369 | 25 | -344
[6 empty] | 2013-02-08 | 0.2 | 4080 | 369 | 0 | -369
[6 empty] | 2013-02-09 | 0 | 3711 | 369 | 125 | -244
[6 empty] | 2013-02-10 | 1 | 3467 | 369 | 175 | -194
[6 empty] | 2013-02-11 | 1.4 | 3273 | 369 | 575 | 206
[6 empty] | 2013-02-12 | 4.6 | 3479 | 369 | 375 | 6
[6 empty] | 2013-02-13 | 3 | 3485 | 369 | 700 | 331
[6 empty] | 2013-02-14 | 5.6 | 3816 | 369 | 300 | -69
[6 empty] | 2013-02-15 | 2.4 | 3747 | 369 | 0 | -369
[6 empty] | 2013-02-16 | 0 | 3378 | 369 | 0 | -369
[6 empty] | 2013-02-17 | 0 | 3009 | 369 | 0 | -369
[6 empty] | 2013-02-18 | 0 | 2640 | 369 | 0 | -369
[6 empty] | 2013-02-19 | 0 | 2271 | 369 | 275 | -94
[6 empty] | 2013-02-20 | 2.2 | 2177 | 369 | 1125 | 756
[6 empty] | 2013-02-21 | 9 | 2933 | 369 | 1325 | 956
[6 empty] | 2013-02-22 | 10.6 | 3889 | 369 | 575 | 206
[6 empty] | 2013-02-23 | 4.6 | 4095 | 369 | 2950 | 2581
[6 empty] | 2013-02-24 | 23.6 | 5000 | 369 | 200 | -169
[6 empty] | 2013-02-25 | 1.6 | 4831 | 369 | 275 | -94
[6 empty] | 2013-02-26 | 2.2 | 4737 | 369 | 25 | -344
[6 empty] | 2013-02-27 | 0.2 | 4393 | 369 | 1075 | 706
[6 empty] | 2013-02-28 | 8.6 | 5000 | 369 | 2500 | 2131
[6 empty] | 2013-03-01 | 20 | 5000 | 369 | 550 | 181
[6 empty] | 2013-03-02 | 4.4 | 5000 | 369 | 0 | -369
[6 empty] | 2013-03-03 | 0 | 4631 | 369 | 0 | -369
[6 empty] | 2013-03-04 | 0 | 4262 | 369 | 0 | -369
[6 empty] | 2013-03-05 | 0 | 3893 | 369 | 0 | -369
[6 empty] | 2013-03-06 | 0 | 3524 | 369 | 0 | -369
[6 empty] | 2013-03-07 | 0 | 3155 | 369 | 0 | -369
[6 empty] | 2013-03-08 | 0 | 2786 | 369 | 100 | -269
[6 empty] | 2013-03-09 | 0.8 | 2517 | 369 | 0 | -369
[6 empty] | 2013-03-10 | 0 | 2148 | 369 | 500 | 131
[6 empty] | 2013-03-11 | 4 | 2279 | 369 | 2850 | 2481
[6 empty] | 2013-03-12 | 22.8 | 4760 | 369 | 3150 | 2781
[6 empty] | 2013-03-13 | 25.2 | 5000 | 369 | 700 | 331
[6 empty] | 2013-03-14 | 5.6 | 5000 | 369 | 175 | -194
[6 empty] | 2013-03-15 | 1.4 | 4806 | 369 | 0 | -369
[6 empty] | 2013-03-16 | 0 | 4437 | 369 | 225 | -144
[6 empty] | 2013-03-17 | 1.8 | 4293 | 369 | 0 | -369
[6 empty] | 2013-03-18 | 0 | 3924 | 369 | 950 | 581
[6 empty] | 2013-03-19 | 7.6 | 4505 | 369 | 375 | 6
[6 empty] | 2013-03-20 | 3 | 4511 | 369 | 0 | -369
[6 empty] | 2013-03-21 | 0 | 4142 | 369 | 0 | -369
[6 empty] | 2013-03-22 | 0 | 3773 | 369 | 0 | -369
[6 empty] | 2013-03-23 | 0 | 3404 | 369 | 0 | -369
[6 empty] | 2013-03-24 | 0 | 3035 | 369 | 50 | -319
[6 empty] | 2013-03-25 | 0.4 | 2716 | 369 | 100 | -269
[6 empty] | 2013-03-26 | 0.8 | 2447 | 369 | 0 | -369
[6 empty] | 2013-03-27 | 0 | 2078 | 369 | 0 | -369
[6 empty] | 2013-03-28 | 0 | 1709 | 369 | 0 | -369
[6 empty] | 2013-03-29 | 0 | 1340 | 369 | 0 | -369
[6 empty] | 2013-03-30 | 0 | 971 | 369 | 0 | -369
[6 empty] | 2013-03-31 | 0 | 602 | 369 | 0 | -369
[6 empty] | 2013-04-01 | 0 | 233 | 369 | 0 | -369
[6 empty] | 2013-04-02 | 0 | 0 | 369 | 0 | -369
[6 empty] | 2013-04-03 | 0 | 0 | 369 | 1225 | 856
[6 empty] | 2013-04-04 | 9.8 | 856 | 369 | 275 | -94
[6 empty] | 2013-04-05 | 2.2 | 762 | 369 | 425 | 56
[6 empty] | 2013-04-06 | 3.4 | 818 | 369 | 0 | -369
[6 empty] | 2013-04-07 | 0 | 449 | 369 | 250 | -119
[6 empty] | 2013-04-08 | 2 | 330 | 369 | 0 | -369
[6 empty] | 2013-04-09 | 0 | 0 | 369 | 150 | -219
[6 empty] | 2013-04-10 | 1.2 | 0 | 369 | 125 | -244
[6 empty] | 2013-04-11 | 1 | 0 | 369 | 1050 | 681
[6 empty] | 2013-04-12 | 8.4 | 681 | 369 | 0 | -369
[6 empty] | 2013-04-13 | 0 | 312 | 369 | 0 | -369
[6 empty] | 2013-04-14 | 0 | 0 | 369 | 0 | -369
[6 empty] | 2013-04-15 | 0 | 0 | 369 | 0 | -369
[6 empty] | 2013-04-16 | 0 | 0 | 369 | 0 | -369
[6 empty] | 2013-04-17 | 0 | 0 | 369 | 1025 | 656
[6 empty] | 2013-04-18 | 8.2 | 656 | 369 | 100 | -269
[6 empty] | 2013-04-19 | 0.8 | 387 | 369 | 0 | -369
[6 empty] | 2013-04-20 | 0 | 18 | 369 | 0 | -369
[6 empty] | 2013-04-21 | 0 | 0 | 369 | 0 | -369
[6 empty] | 2013-04-22 | 0 | 0 | 369 | 0 | -369
[6 empty] | 2013-04-23 | 0 | 0 | 369 | 75 | -294
[6 empty] | 2013-04-24 | 0.6 | 0 | 369 | 150 | -219
[6 empty] | 2013-04-25 | 1.2 | 0 | 369 | 2325 | 1956
[6 empty] | 2013-04-26 | 18.6 | 1956 | 369 | 350 | -19
[6 empty] | 2013-04-27 | 2.8 | 1937 | 369 | 875 | 506
[6 empty] | 2013-04-28 | 7 | 2443 | 369 | 0 | -369
[6 empty] | 2013-04-29 | 0 | 2074 | 369 | 25 | -344
[6 empty] | 2013-04-30 | 0.2 | 1730 | 369 | 25 | -344
[6 empty] | 2013-05-01 | 0.2 | 1386 | 369 | 125 | -244
[6 empty] | 2013-05-02 | 1 | 1142 | 369 | 0 | -369
[6 empty] | 2013-05-03 | 0 | 773 | 369 | 0 | -369
[6 empty] | 2013-05-04 | 0 | 404 | 369 | 0 | -369
[6 empty] | 2013-05-05 | 0 | 35 | 369 | 0 | -369
[6 empty] | 2013-05-06 | 0 | 0 | 369 | 0 | -369
[6 empty] | 2013-05-07 | 0 | 0 | 369 | 0 | -369
[6 empty] | 2013-05-08 | 0 | 0 | 369 | 0 | -369
[6 empty] | 2013-05-09 | 0 | 0 | 369 | 0 | -369
[6 empty] | 2013-05-10 | 0 | 0 | 369 | 2725 | 2356
[6 empty] | 2013-05-11 | 21.8 | 2356 | 369 | 1137.5 | 768.5
[6 empty] | 2013-05-12 | 9.1 | 3124.5 | 369 | 125 | -244
[6 empty] | 2013-05-13 | 1 | 2880.5 | 369 | 325 | -44
[6 empty] | 2013-05-14 | 2.6 | 2836.5 | 369 | 150 | -219
[6 empty] | 2013-05-15 | 1.2 | 2617.5 | 369 | 0 | -369
[6 empty] | 2013-05-16 | 0 | 2248.5 | 369 | 50 | -319
[6 empty] | 2013-05-17 | 0.4 | 1929.5 | 369 | 200 | -169
[6 empty] | 2013-05-18 | 1.6 | 1760.5 | 369 | 0 | -369
[6 empty] | 2013-05-19 | 0 | 1391.5 | 369 | 350 | -19
[6 empty] | 2013-05-20 | 2.8 | 1372.5 | 369 | 450 | 81
[6 empty] | 2013-05-21 | 3.6 | 1453.5 | 369 | 50 | -319
[6 empty] | 2013-05-22 | 0.4 | 1134.5 | 369 | 1175 | 806
[6 empty] | 2013-05-23 | 9.4 | 1940.5 | 369 | 175 | -194
[6 empty] | 2013-05-24 | 1.4 | 1746.5 | 369 | 150 | -219
[6 empty] | 2013-05-25 | 1.2 | 1527.5 | 369 | 275 | -94
[6 empty] | 2013-05-26 | 2.2 | 1433.5 | 369 | 100 | -269
[6 empty] | 2013-05-27 | 0.8 | 1164.5 | 369 | 50 | -319
[6 empty] | 2013-05-28 | 0.4 | 845.5 | 369 | 300 | -69
[6 empty] | 2013-05-29 | 2.4 | 776.5 | 369 | 450 | 81
[6 empty] | 2013-05-30 | 3.6 | 857.5 | 369 | 25 | -344
[6 empty] | 2013-05-31 | 0.2 | 513.5 | 369 | 75 | -294
[6 empty] | 2013-06-01 | 0.6 | 219.5 | 369 | 0 | -369
[6 empty] | 2013-06-02 | 0 | 0 | 369 | 0 | -369
[6 empty] | 2013-06-03 | 0 | 0 | 369 | 50 | -319
[6 empty] | 2013-06-04 | 0.4 | 0 | 369 | 0 | -369
[6 empty] | 2013-06-05 | 0 | 0 | 369 | 1425 | 1056
[6 empty] | 2013-06-06 | 11.4 | 1056 | 369 | 200 | -169
[6 empty] | 2013-06-07 | 1.6 | 887 | 369 | 350 | -19
[6 empty] | 2013-06-08 | 2.8 | 868 | 369 | 75 | -294
[6 empty] | 2013-06-09 | 0.6 | 574 | 369 | 150 | -219
[6 empty] | 2013-06-10 | 1.2 | 355 | 369 | 2450 | 2081
[6 empty] | 2013-06-11 | 19.6 | 2436 | 369 | 925 | 556
[6 empty] | 2013-06-12 | 7.4 | 2992 | 369 | 25 | -344
[6 empty] | 2013-06-13 | 0.2 | 2648 | 369 | 0 | -369
[6 empty] | 2013-06-14 | 0 | 2279 | 369 | 150 | -219
[6 empty] | 2013-06-15 | 1.2 | 2060 | 369 | 50 | -319
[6 empty] | 2013-06-16 | 0.4 | 1741 | 369 | 300 | -69
[6 empty] | 2013-06-17 | 2.4 | 1672 | 369 | 225 | -144
[6 empty] | 2013-06-18 | 1.8 | 1528 | 369 | 850 | 481
[6 empty] | 2013-06-19 | 6.8 | 2009 | 369 | 675 | 306
[6 empty] | 2013-06-20 | 5.4 | 2315 | 369 | 0 | -369
[6 empty] | 2013-06-21 | 0 | 1946 | 369 | 0 | -369
[6 empty] | 2013-06-22 | 0 | 1577 | 369 | 100 | -269
[6 empty] | 2013-06-23 | 0.8 | 1308 | 369 | 875 | 506
[6 empty] | 2013-06-24 | 7 | 1814 | 369 | 0 | -369
[6 empty] | 2013-06-25 | 0 | 1445 | 369 | 175 | -194
[6 empty] | 2013-06-26 | 1.4 | 1251 | 369 | 250 | -119
[6 empty] | 2013-06-27 | 2 | 1132 | 369 | 425 | 56
[6 empty] | 2013-06-28 | 3.4 | 1188 | 369 | 0 | -369
[6 empty] | 2013-06-29 | 0 | 819 | 369 | 0 | -369
[6 empty] | 2013-06-30 | 0 | 450 | 369 | 200 | -169
[6 empty] | 2013-07-01 | 1.6 | 281 | 369 | 25 | -344
[6 empty] | 2013-07-02 | 0.2 | 0 | 369 | 0 | -369
[6 empty] | 2013-07-03 | 0 | 0 | 369 | 0 | -369
[6 empty] | 2013-07-04 | 0 | 0 | 369 | 0 | -369
[6 empty] | 2013-07-05 | 0 | 0 | 369 | 0 | -369
[6 empty] | 2013-07-06 | 0 | 0 | 369 | 0 | -369
[6 empty] | 2013-07-07 | 0 | 0 | 369 | 75 | -294
[6 empty] | 2013-07-08 | 0.6 | 0 | 369 | 25 | -344
[6 empty] | 2013-07-09 | 0.2 | 0 | 369 | 425 | 56
[6 empty] | 2013-07-10 | 3.4 | 56 | 369 | 350 | -19
[6 empty] | 2013-07-11 | 2.8 | 37 | 369 | 25 | -344
[6 empty] | 2013-07-12 | 0.2 | 0 | 369 | 275 | -94
[6 empty] | 2013-07-13 | 2.2 | 0 | 369 | 175 | -194
[6 empty] | 2013-07-14 | 1.4 | 0 | 369 | 0 | -369
[6 empty] | 2013-07-15 | 0 | 0 | 369 | 0 | -369
[6 empty] | 2013-07-16 | 0 | 0 | 369 | 0 | -369
[6 empty] | 2013-07-17 | 0 | 0 | 369 | 0 | -369
[6 empty] | 2013-07-18 | 0 | 0 | 369 | 0 | -369
[6 empty] | 2013-07-19 | 0 | 0 | 369 | 0 | -369
[6 empty] | 2013-07-20 | 0 | 0 | 369 | 0 | -369
[6 empty] | 2013-07-21 | 0 | 0 | 369 | 0 | -369
[6 empty] | 2013-07-22 | 0 | 0 | 369 | 0 | -369
[6 empty] | 2013-07-23 | 0 | 0 | 369 | 0 | -369
[6 empty] | 2013-07-24 | 0 | 0 | 369 | 0 | -369
[6 empty] | 2013-07-25 | 0 | 0 | 369 | 0 | -369
[6 empty] | 2013-07-26 | 0 | 0 | 369 | 0 | -369
[6 empty] | 2013-07-27 | 0 | 0 | 369 | 0 | -369
[6 empty] | 2013-07-28 | 0 | 0 | 369 | 0 | -369
[6 empty] | 2013-07-29 | 0 | 0 | 369 | 0 | -369
[6 empty] | 2013-07-30 | 0 | 0 | 369 | 675 | 306
[6 empty] | 2013-07-31 | 5.4 | 306 | 369 | 50 | -319
[6 empty] | 2013-08-01 | 0.4 | 0 | 369 | 0 | -369
[6 empty] | 2013-08-02 | 0 | 0 | 369 | 0 | -369
[6 empty] | 2013-08-03 | 0 | 0 | 369 | 0 | -369
[6 empty] | 2013-08-04 | 0 | 0 | 369 | 0 | -369
[6 empty] | 2013-08-05 | 0 | 0 | 369 | 0 | -369
[6 empty] | 2013-08-06 | 0 | 0 | 369 | 0 | -369
[6 empty] | 2013-08-07 | 0 | 0 | 369 | 0 | -369
[6 empty] | 2013-08-08 | 0 | 0 | 369 | 0 | -369
[6 empty] | 2013-08-09 | 0 | 0 | 369 | 0 | -369
[6 empty] | 2013-08-10 | 0 | 0 | 369 | 50 | -319
[6 empty] | 2013-08-11 | 0.4 | 0 | 369 | 550 | 181
[6 empty] | 2013-08-12 | 4.4 | 181 | 369 | 125 | -244
[6 empty] | 2013-08-13 | 1 | 0 | 369 | 50 | -319
[6 empty] | 2013-08-14 | 0.4 | 0 | 369 | 1050 | 681
[6 empty] | 2013-08-15 | 8.4 | 681 | 369 | 550 | 181
[6 empty] | 2013-08-16 | 4.4 | 862 | 369 | 550 | 181
[6 empty] | 2013-08-17 | 4.4 | 1043 | 369 | 1850 | 1481
[6 empty] | 2013-08-18 | 14.8 | 2524 | 369 | 700 | 331
[6 empty] | 2013-08-19 | 5.6 | 2855 | 369 | 150 | -219
[6 empty] | 2013-08-20 | 1.2 | 2636 | 369 | 50 | -319
[6 empty] | 2013-08-21 | 0.4 | 2317 | 369 | 75 | -294
[6 empty] | 2013-08-22 | 0.6 | 2023 | 369 | 650 | 281
[6 empty] | 2013-08-23 | 5.2 | 2304 | 369 | 175 | -194
[6 empty] | 2013-08-24 | 1.4 | 2110 | 369 | 0 | -369
[6 empty] | 2013-08-25 | 0 | 1741 | 369 | 0 | -369
[6 empty] | 2013-08-26 | 0 | 1372 | 369 | 50 | -319
[6 empty] | 2013-08-27 | 0.4 | 1053 | 369 | 150 | -219
[6 empty] | 2013-08-28 | 1.2 | 834 | 369 | 500 | 131
[6 empty] | 2013-08-29 | 4 | 965 | 369 | 0 | -369
[6 empty] | 2013-08-30 | 0 | 596 | 369 | 0 | -369
[6 empty] | 2013-08-31 | 0 | 227 | 369 | 0 | -369
[6 empty] | 2013-09-01 | 0 | 0 | 369 | 0 | -369
[6 empty] | 2013-09-02 | 0 | 0 | 369 | 600 | 231
[6 empty] | 2013-09-03 | 4.8 | 231 | 369 | 0 | -369
[6 empty] | 2013-09-04 | 0 | 0 | 369 | 0 | -369
[6 empty] | 2013-09-05 | 0 | 0 | 369 | 0 | -369
[6 empty] | 2013-09-06 | 0 | 0 | 369 | 0 | -369
[6 empty] | 2013-09-07 | 0 | 0 | 369 | 0 | -369
[6 empty] | 2013-09-08 | 0 | 0 | 369 | 0 | -369
[6 empty] | 2013-09-09 | 0 | 0 | 369 | 0 | -369
[6 empty] | 2013-09-10 | 0 | 0 | 369 | 0 | -369
[6 empty] | 2013-09-11 | 0 | 0 | 369 | 0 | -369
[6 empty] | 2013-09-12 | 0 | 0 | 369 | 0 | -369
[6 empty] | 2013-09-13 | 0 | 0 | 369 | 0 | -369
[6 empty] | 2013-09-14 | 0 | 0 | 369 | 75 | -294
[6 empty] | 2013-09-15 | 0.6 | 0 | 369 | 0 | -369
[6 empty] | 2013-09-16 | 0 | 0 | 369 | 100 | -269
[6 empty] | 2013-09-17 | 0.8 | 0 | 369 | 150 | -219
[6 empty] | 2013-09-18 | 1.2 | 0 | 369 | 100 | -269
[6 empty] | 2013-09-19 | 0.8 | 0 | 369 | 175 | -194
[6 empty] | 2013-09-20 | 1.4 | 0 | 369 | 175 | -194
[6 empty] | 2013-09-21 | 1.4 | 0 | 369 | 625 | 256
[6 empty] | 2013-09-22 | 5 | 256 | 369 | 150 | -219
[6 empty] | 2013-09-23 | 1.2 | 37 | 369 | 200 | -169
[6 empty] | 2013-09-24 | 1.6 | 0 | 369 | 0 | -369
[6 empty] | 2013-09-25 | 0 | 0 | 369 | 500 | 131
[6 empty] | 2013-09-26 | 4 | 131 | 369 | 200 | -169
[6 empty] | 2013-09-27 | 1.6 | 0 | 369 | 1375 | 1006
[6 empty] | 2013-09-28 | 11 | 1006 | 369 | 625 | 256
[6 empty] | 2013-09-29 | 5 | 1262 | 369 | 275 | -94
[6 empty] | 2013-09-30 | 2.2 | 1168 | 369 | 0 | -369
[6 empty] | 2013-10-01 | 0 | 799 | 369 | 0 | -369
[6 empty] | 2013-10-02 | 0 | 430 | 369 | 150 | -219
[6 empty] | 2013-10-03 | 1.2 | 211 | 369 | 3550 | 3181
[6 empty] | 2013-10-04 | 28.4 | 3392 | 369 | 3250 | 2881
[6 empty] | 2013-10-05 | 26 | 5000 | 369 | 1100 | 731
[6 empty] | 2013-10-06 | 8.8 | 5000 | 369 | 1325 | 956
[6 empty] | 2013-10-07 | 10.6 | 5000 | 369 | 0 | -369
[6 empty] | 2013-10-08 | 0 | 4631 | 369 | 150 | -219
[6 empty] | 2013-10-09 | 1.2 | 4412 | 369 | 0 | -369
[6 empty] | 2013-10-10 | 0 | 4043 | 369 | 0 | -369
[6 empty] | 2013-10-11 | 0 | 3674 | 369 | 0 | -369
[6 empty] | 2013-10-12 | 0 | 3305 | 369 | 0 | -369
[6 empty] | 2013-10-13 | 0 | 2936 | 369 | 0 | -369
[6 empty] | 2013-10-14 | 0 | 2567 | 369 | 125 | -244
[6 empty] | 2013-10-15 | 1 | 2323 | 369 | 0 | -369
[6 empty] | 2013-10-16 | 0 | 1954 | 369 | 0 | -369
[6 empty] | 2013-10-17 | 0 | 1585 | 369 | 0 | -369
[6 empty] | 2013-10-18 | 0 | 1216 | 369 | 0 | -369
[6 empty] | 2013-10-19 | 0 | 847 | 369 | 0 | -369
[6 empty] | 2013-10-20 | 0 | 478 | 369 | 0 | -369
[6 empty] | 2013-10-21 | 0 | 109 | 369 | 0 | -369
[6 empty] | 2013-10-22 | 0 | 0 | 369 | 0 | -369
[6 empty] | 2013-10-23 | 0 | 0 | 369 | 0 | -369
[6 empty] | 2013-10-24 | 0 | 0 | 369 | 0 | -369
[6 empty] | 2013-10-25 | 0 | 0 | 369 | 1200 | 831
[6 empty] | 2013-10-26 | 9.6 | 831 | 369 | 0 | -369
[6 empty] | 2013-10-27 | 0 | 462 | 369 | 0 | -369
[6 empty] | 2013-10-28 | 0 | 93 | 369 | 0 | -369
[6 empty] | 2013-10-29 | 0 | 0 | 369 | 1762.5 | 1393.5
[6 empty] | 2013-10-30 | 14.1 | 1393.5 | 369 | 250 | -119
[6 empty] | 2013-10-31 | 2 | 1274.5 | 369 | 100 | -269
[6 empty] | 2013-11-01 | 0.8 | 1005.5 | 369 | 0 | -369
[6 empty] | 2013-11-02 | 0 | 636.5 | 369 | 0 | -369
[6 empty] | 2013-11-03 | 0 | 267.5 | 369 | 150 | -219
[6 empty] | 2013-11-04 | 1.2 | 48.5 | 369 | 375 | 6
[6 empty] | 2013-11-05 | 3 | 54.5 | 369 | 400 | 31
[6 empty] | 2013-11-06 | 3.2 | 85.5 | 369 | 400 | 31
[6 empty] | 2013-11-07 | 3.2 | 116.5 | 369 | 700 | 331
[6 empty] | 2013-11-08 | 5.6 | 447.5 | 369 | 0 | -369
[6 empty] | 2013-11-09 | 0 | 78.5 | 369 | 0 | -369
[6 empty] | 2013-11-10 | 0 | 0 | 369 | 225 | -144
[6 empty] | 2013-11-11 | 1.8 | 0 | 369 | 1200 | 831
[6 empty] | 2013-11-12 | 9.6 | 831 | 369 | 1100 | 731
[6 empty] | 2013-11-13 | 8.8 | 1562 | 369 | 175 | -194
[6 empty] | 2013-11-14 | 1.4 | 1368 | 369 | 1475 | 1106
[6 empty] | 2013-11-15 | 11.8 | 2474 | 369 | 0 | -369
[6 empty] | 2013-11-16 | 0 | 2105 | 369 | 575 | 206
[6 empty] | 2013-11-17 | 4.6 | 2311 | 369 | 0 | -369
[6 empty] | 2013-11-18 | 0 | 1942 | 369 | 0 | -369
[6 empty] | 2013-11-19 | 0 | 1573 | 369 | 0 | -369
[6 empty] | 2013-11-20 | 0 | 1204 | 369 | 75 | -294
[6 empty] | 2013-11-21 | 0.6 | 910 | 369 | 0 | -369
[6 empty] | 2013-11-22 | 0 | 541 | 369 | 625 | 256
[6 empty] | 2013-11-23 | 5 | 797 | 369 | 550 | 181
[6 empty] | 2013-11-24 | 4.4 | 978 | 369 | 0 | -369
[6 empty] | 2013-11-25 | 0 | 609 | 369 | 25 | -344
[6 empty] | 2013-11-26 | 0.2 | 265 | 369 | 450 | 81
[6 empty] | 2013-11-27 | 3.6 | 346 | 369 | 300 | -69
[6 empty] | 2013-11-28 | 2.4 | 277 | 369 | 1275 | 906
[6 empty] | 2013-11-29 | 10.2 | 1183 | 369 | 3325 | 2956
[6 empty] | 2013-11-30 | 26.6 | 4139 | 369 | 675 | 306
[6 empty] | 2013-12-01 | 5.4 | 4445 | 369 | 0 | -369
[6 empty] | 2013-12-02 | 0 | 4076 | 369 | 0 | -369
[6 empty] | 2013-12-03 | 0 | 3707 | 369 | 0 | -369
[6 empty] | 2013-12-04 | 0 | 3338 | 369 | 0 | -369
[6 empty] | 2013-12-05 | 0 | 2969 | 369 | 0 | -369
[6 empty] | 2013-12-06 | 0 | 2600 | 369 | 0 | -369
[6 empty] | 2013-12-07 | 0 | 2231 | 369 | 0 | -369
[6 empty] | 2013-12-08 | 0 | 1862 | 369 | 0 | -369
[6 empty] | 2013-12-09 | 0 | 1493 | 369 | 0 | -369
[6 empty] | 2013-12-10 | 0 | 1124 | 369 | 400 | 31
[6 empty] | 2013-12-11 | 3.2 | 1155 | 369 | 225 | -144
[6 empty] | 2013-12-12 | 1.8 | 1011 | 369 | 1300 | 931
[6 empty] | 2013-12-13 | 10.4 | 1942 | 369 | 3250 | 2881
[6 empty] | 2013-12-14 | 26 | 4823 | 369 | 100 | -269
[6 empty] | 2013-12-15 | 0.8 | 4554 | 369 | 1475 | 1106
[6 empty] | 2013-12-16 | 11.8 | 5000 | 369 | 575 | 206
[6 empty] | 2013-12-17 | 4.6 | 5000 | 369 | 0 | -369
[6 empty] | 2013-12-18 | 0 | 4631 | 369 | 0 | -369
[6 empty] | 2013-12-19 | 0 | 4262 | 369 | 475 | 106
[6 empty] | 2013-12-20 | 3.8 | 4368 | 369 | 950 | 581
[6 empty] | 2013-12-21 | 7.6 | 4949 | 369 | 2575 | 2206
[6 empty] | 2013-12-22 | 20.6 | 5000 | 369 | 175 | -194
[6 empty] | 2013-12-23 | 1.4 | 4806 | 369 | 475 | 106
[6 empty] | 2013-12-24 | 3.8 | 4912 | 369 | 3200 | 2831
[6 empty] | 2013-12-25 | 25.6 | 5000 | 369 | 3100 | 2731
[6 empty] | 2013-12-26 | 24.8 | 5000 | 369 | 275 | -94
[6 empty] | 2013-12-27 | 2.2 | 4906 | 369 | 2725 | 2356
[6 empty] | 2013-12-28 | 21.8 | 5000 | 369 | 300 | -69
[6 empty] | 2013-12-29 | 2.4 | 4931 | 369 | 350 | -19
[6 empty] | 2013-12-30 | 2.8 | 4912 | 369 | 25 | -344
[6 empty] | 2013-12-31 | 0.2 | 4568 | 369 | 0 | 0

## W10 Class A Energy Calculations
Energy Calculations for a system using Ozone Disinfection |  |  |  |  | Pump Parameters |  |  | Ozone Parameters |  |  | UV Purifier Parameters |  | Diesel Parameters
Catch. Area | 125 | [m2] |  |  | Pump Efficiency | 72% | [ ] | Contact Time | 10 | [min] | UV Lamp Size | [W] | Heating Value Diesel | [MJ/L]
Catch. Tank V | 5 | [m3] | [5 empty] | Ct_Ozone | 50 | [mg min/L] |  |  | Efficiency of Generator | [ ]
Consumption | 500 | [L/day] | [5 empty] | Energy for O3 | 2 | [MJ / g]
Initial Volume | 0 | [L]
Day | Rain | Qin | Consumption | Stored Water | Pump Pressure | Pump Energy | Pump Energy | Mass O3 | Mass O3 | Energy Required for Ozone | Energy Required for UV
[ date ] | [mm] | [m3] | [m3] | [m3] | [Pa] | [J] | [Wh] | [mg] | [g] | [MJ] | [MJ]
1/1/2017 | 18.8 | 2.35 | 0.5 | 1.85 | 200000 | 653000 | 181.33 | 9250 | 9.25 | 18.5
1/2/2017 | 19.8 | 2.475 | 0.5 | 3.825 | 200000 | 688000 | 190.97 | 19125 | 19.125 | 38.25
1/3/2017 | 0 | 0 | 0.5 | 3.325 | 200000 | 0 | 0 | 16625 | 16.625 | 33.25
1/4/2017 | 0 | 0 | 0.5 | 2.825 | 200000 | 0 | 0 | 14125 | 14.125 | 28.25
1/5/2017 | 0 | 0 | 0.5 | 2.325 | 200000 | 0 | 0 | 11625 | 11.625 | 23.25
1/6/2017 | 5 | 0.625 | 0.5 | 2.45 | 200000 | 174000 | 48.23 | 12250 | 12.25 | 24.5
1/7/2017 | 20.4 | 2.55 | 0.5 | 4.5 | 200000 | 708000 | 196.76 | 22500 | 22.5 | 45
1/8/2017 | 24.8 | 3.1 | 0.5 | 7.1 | 200000 | 861000 | 239.2 | 35500 | 35.5 | 71
1/9/2017 | 34 | 4.25 | 0.5 | 10.85 | 200000 | 1180000 | 327.93 | 54250 | 54.25 | 108.5
1/10/2017 | 44.6 | 5 | 0.5 | 15.35 | 200000 | 1390000 | 385.8 | 76750 | 76.75 | 153.5
Class B Data
|  |  |  | Energy for ozone on day one | 6527.5 | MJ
|  |  |  | Energy for UV on day one | 1200 | Wh
|  |  |  | Volume of diesel required | 2.03 | L
Environmental and Health Risks
| Health | Environment
Diesel | 2 | 3
Chlorine | 4 | 3
Risk Frequency
Diesel | every 200 days | 1.3508
Chlorine | every 25 days | 2.3906
Risk Exposure | 23.4881
Health | 12.2639
Environmental | 11.2242
chlorine | 16.7339
diesel | 6.7542
S(E) | 16.47%

## W9 Class B Solar Model
Solar Energy Model
Panel Area | 1.1 | m^2 |  | Note: unlike the RWH model where the water volume reported
Sunset | 17:00 |  |  | on a particular day represents the volume at the END of that
Load | 200 | W |  | day, here the battery charge represents the charge at that exact
Initial Charge | 0 | Wh |  | time.
Solar Power | 800 | W/m^2
Time | Solar Power | Captured Power | Load Power | Battery Charge
[hh:mm] | [W/m^2] | [W] | [W] | [Wh]
12:00 | 800 | 880 | 0 | 0
13:00 | 800 | 880 | 0 | 880
14:00 | 800 | 880 | 0 | 1760
15:00 | 800 | 880 | 0 | 2640
16:00 | 800 | 880 | 0 | 3520
17:00 | 0 | 0 | 200 | 4400
18:00 | 0 | 0 | 200 | 4200
19:00 | 0 | 0 | 200 | 4000
20:00 | 0 | 0 | 200 | 3800
21:00 | 0 | 0 | 200 | 3600
22:00 | 0 | 0 | 200 | 3400
23:00 | 0 | 0 | 200 | 3200
0:00 | 0 | 0 | 200 | 3000

## Week 11 Studio
gravitational acceleration | 9.81
p (water density) | 1000
Data | initial water level | height of filter level | height difference | pressure | collected volume | time (s) | flowrate | velocity
| m | m | m | Pa (pgh) | ml | s | m^3/s | m/s
0 | 0 | 0 | 0 | 0 | 0 | 0 | 0 | 0
1 | 0.02 | 0.26 | 0.24 | 2354.4 | 250 | 43.38 | 5.763e-06 | 0.073377
2 | 0.02 | 0.41 | 0.39 | 3825.9 | 250 | 31.45 | 7.9491e-06 | 0.10121
3 | 0.025 | 0.565 | 0.54 | 5297.4 | 250 | 26.25 | 9.5238e-06 | 0.12126
4 | 0.03 | 0.72 | 0.69 | 6768.9 | 250 | 23.19 | 1.0781e-05 | 0.13726
5 | 0.035 | 0.875 | 0.84 | 8240.4 | 250 | 20.04 | 1.2475e-05 | 0.15884
Cf | 14624
Friction and Restrictions | 239822

## Week 12 Studio
Parameter Varied | Components | Resulting Satisfaction | Notes
Roof Catchment | None |  | not feasible without catchment elsewhere
| Half roof |  | At lower consumption, half-roof performs better than the full roof but at higher consumption levels using the whole roof as a catchment area is preferable.
Whole roof
Additional Catchment | yes |  | more reasonable when combined with the half roof option, having the whole roof rather than additional catchment makes more sense given the cost of the additional catchment ($350 rather than a lot more for not on the roof).
no
Collection Tank | None |  | not an option
| 400L |  | in our calculations, we found that the system won't perform well if consumption exceeds collection tank size. Thus, making sure that the consumption is manageable given the collection tank size and vice versa is very important.
1500L
2500L
10000L
Storage tank volume | Volume | n/a | Discussion: depends heavily on consumption, during the calculations it was possible to find an ideal catchment tank size given other parameters.
Storage tank location |  |  | Varying the location of our storage tank will have a significant impact on the pump which we are able to use, this is because with the variation of the (x,y) the height will differ. Specifically, there is an area on the map at which the elevation of the ground changes very quickly, making it ideal to achieve a greater elevation for greater gravitational potential with less of a distance to travel.
Storage tank tower | present |  | Including a storage tank tower will depend heavily on what pump is to be included (considering what height difference) the given pump is capable of achieving, as well as what topographical height our system is situated at, which will be another factor in the height difference. Yet again, we also need to consider cost, specifically how greatly will this addition impact our overall cost, this will depend on what other parameters are included in the system.
not present
Filter Location | Filter to Storage Tank |  | The location of the filter in relation to the rest of the system did not seem to have an exceedingly adverse impact on the performance of the pump (which would be what it would impact most heavily due to its impact on flowrate) thus, choosing our final system will involve testing how this impacts the performance giving the other parameters.
Storage Tank to Filter
Filtration Components | 1um |  | The inclusion of the filtration components
1um,5um,200um
1um,5um
1um,200um
UV disinfection System | 36W
50W
Chemical disinfection | Chlorine
Ozone
Power Strategy | Solar |  | All the solar panel options have significantly lower GHG emissions compared to the Diesel Generator as no fuel is being burned. However, in case of higher consumption the Solar Panels fail to provide the required energy. If more panels are installed the cost becomes unreasonably higher.
| Diesel Generator |  | The Diesel Genertor has greater GHG emissions as Diesel is burned and also greater Cost and maintence throughout its life. This is because there costs for Refuelling and shipping in Diesel in addition to the cost of Diesel itself. But for greater consumptions it is able to provide the required energy and it also has a lower inital cost compared to using Solar Panels.
Number of Batteries
Solar Panel Model | HES-260 |  | This is the best panel option regardless of its hgher cost and moderately greater GHG emissions as it has the highest efficiency and fairly large surface are that allows less panels being purchased.
SW-80
HES-350P
Quantity of Panels
Inverter | 2.8kW AC-DC Invertor
Diesel Generator System | 4000W 2cyl. diesel
Pumps | Pump A |  | We found that Pump B is able to achieve far more power than Pump A, allowing our system to transport water up a higher height difference, giving an advantage to the downflow part of the system which relies heavily on gravitational potential.
Pump B

## Station 1 - 2014
Date | Daily Rainfall (mm) | Random Variation (+-20%)
2014-01-01 | 18.8 | 17.9545
2014-01-02 | 19.8 | 18.9169
2014-01-03 | 0 | 0
2014-01-04 | 0 | 0
2014-01-05 | 0 | 0
2014-01-06 | 5 | 4.1683
2014-01-07 | 20.4 | 20.804
2014-01-08 | 24.8 | 25.4835
2014-01-09 | 34 | 39.812
2014-01-10 | 44.6 | 41.9426
2014-01-11 | 14.4 | 12.825
2014-01-12 | 50.2 | 53.7848
2014-01-13 | 9.6 | 8.1676
2014-01-14 | 5.8 | 5.6212
2014-01-15 | 1.6 | 1.3689
2014-01-16 | 0.8 | 0.95356
2014-01-17 | 0 | 0
2014-01-18 | 2.6 | 2.5207
2014-01-19 | 1 | 0.92492
2014-01-20 | 0.6 | 0.58955
2014-01-21 | 0.8 | 0.81101
2014-01-22 | 0.6 | 0.59307
2014-01-23 | 0 | 0
2014-01-24 | 0 | 0
2014-01-25 | 0 | 0
2014-01-26 | 0 | 0
2014-01-27 | 17.6 | 14.5917
2014-01-28 | 0 | 0
2014-01-29 | 0 | 0
2014-01-30 | 0 | 0
2014-01-31 | 2.6 | 2.1105
2014-02-01 | 2.6 | 2.7312
2014-02-02 | 0 | 0
2014-02-03 | 0 | 0
2014-02-04 | 0 | 0
2014-02-05 | 0 | 0
2014-02-06 | 0 | 0
2014-02-07 | 0 | 0
2014-02-08 | 0 | 0
2014-02-09 | 12.2 | 14.1615
2014-02-10 | 13.4 | 12.8722
2014-02-11 | 46.6 | 47.0265
2014-02-12 | 16.8 | 18.2381
2014-02-13 | 15.6 | 18.5448
2014-02-14 | 3 | 2.4933
2014-02-15 | 11.6 | 12.7733
2014-02-16 | 19 | 15.6885
2014-02-17 | 9.2 | 9.0906
2014-02-18 | 12.6 | 10.3934
2014-02-19 | 21.8 | 24.2652
2014-02-20 | 2.4 | 2.2781
2014-02-21 | 0.8 | 0.93285
2014-02-22 | 4.8 | 5.3709
2014-02-23 | 14.6 | 16.4871
2014-02-24 | 6.8 | 6.7122
2014-02-25 | 0 | 0
2014-02-26 | 0.8 | 0.67198
2014-02-27 | 0 | 0
2014-02-28 | 0.4 | 0.47443
2014-03-01 | 2 | 2.1035
2014-03-02 | 19 | 21.1535
2014-03-03 | 1 | 0.99877
2014-03-04 | 2.4 | 2.3093
2014-03-05 | 23.8 | 25.1382
2014-03-06 | 8.6 | 6.9515
2014-03-07 | 34 | 33.9999
2014-03-08 | 52.4 | 58.1771
2014-03-09 | 10.6 | 11.2908
2014-03-10 | 2.4 | 2.2891
2014-03-11 | 0 | 0
2014-03-12 | 2.8 | 3.3013
2014-03-13 | 20.2 | 23.4981
2014-03-14 | 13.8 | 16.0549
2014-03-15 | 22.8 | 19.6974
2014-03-16 | 5.4 | 5.3566
2014-03-17 | 0.4 | 0.4202
2014-03-18 | 31 | 32.3525
2014-03-19 | 1.6 | 1.8712
2014-03-20 | 1.6 | 1.5035
2014-03-21 | 7.6 | 8.7541
2014-03-22 | 2.6 | 2.7659
2014-03-23 | 0 | 0
2014-03-24 | 4 | 4.332
2014-03-25 | 31 | 35.7004
2014-03-26 | 0.2 | 0.17824
2014-03-27 | 4.4 | 4.0223
2014-03-28 | 23.6 | 24.6547
2014-03-29 | 41.6 | 48.5105
2014-03-30 | 3 | 3.5376
2014-03-31 | 0 | 0
2014-04-01 | 0 | 0
2014-04-02 | 5.6 | 5.3931
2014-04-03 | 20.4 | 18.7532
2014-04-04 | 2.6 | 2.6722
2014-04-05 | 15.9 | 16.5658
2014-04-06 | 9.4 | 9.7575
2014-04-07 | 13.6 | 11.9097
2014-04-08 | 5.6 | 5.69
2014-04-09 | 0 | 0
2014-04-10 | 16.6 | 16.1656
2014-04-11 | 0 | 0
2014-04-12 | 0 | 0
2014-04-13 | 0 | 0
2014-04-14 | 14.8 | 13.293
2014-04-15 | 20.8 | 17.8417
2014-04-16 | 37.4 | 44.6741
2014-04-17 | 9.8 | 9.8332
2014-04-18 | 1.9 | 1.5523
2014-04-19 | 21 | 19.6786
2014-04-20 | 30 | 28.692
2014-04-21 | 0 | 0
2014-04-22 | 4.4 | 4.0181
2014-04-23 | 12.8 | 11.0736
2014-04-24 | 26 | 23.9417
2014-04-25 | 1.8 | 1.9672
2014-04-26 | 35 | 40.3259
2014-04-27 | 7.2 | 8.3369
2014-04-28 | 0.8 | 0.7162
2014-04-29 | 0.1 | 0.11349
2014-04-30 | 0 | 0
2014-05-01 | 0 | 0
2014-05-02 | 2 | 1.7029
2014-05-03 | 4.6 | 4.2851
2014-05-04 | 3.8 | 3.4342
2014-05-05 | 0 | 0
2014-05-06 | 0 | 0
2014-05-07 | 0 | 0
2014-05-08 | 0 | 0
2014-05-09 | 0 | 0
2014-05-10 | 0.2 | 0.19501
2014-05-11 | 0 | 0
2014-05-12 | 0.2 | 0.22205
2014-05-13 | 0 | 0
2014-05-14 | 0 | 0
2014-05-15 | 0 | 0
2014-05-16 | 2.8 | 2.5463
2014-05-17 | 0 | 0
2014-05-18 | 0 | 0
2014-05-19 | 0 | 0
2014-05-20 | 0 | 0
2014-05-21 | 8.2 | 8.0797
2014-05-22 | 29.6 | 31.9494
2014-05-23 | 0.8 | 0.65654
2014-05-24 | 5.2 | 6.0352
2014-05-25 | 23.4 | 22.0277
2014-05-26 | 0 | 0
2014-05-27 | 4.4 | 5.088
2014-05-28 | 0 | 0
2014-05-29 | 0 | 0
2014-05-30 | 0 | 0
2014-05-31 | 0 | 0
2014-06-01 | 0 | 0
2014-06-02 | 0 | 0
2014-06-03 | 0 | 0
2014-06-04 | 0 | 0
2014-06-05 | 0 | 0
2014-06-06 | 0 | 0
2014-06-07 | 0 | 0
2014-06-08 | 0.2 | 0.23978
2014-06-09 | 0 | 0
2014-06-10 | 0 | 0
2014-06-11 | 0 | 0
2014-06-12 | 0 | 0
2014-06-13 | 0 | 0
2014-06-14 | 3.6 | 4.1527
2014-06-15 | 0 | 0
2014-06-16 | 0 | 0
2014-06-17 | 0 | 0
2014-06-18 | 1.6 | 1.7686
2014-06-19 | 20.8 | 24.0968
2014-06-20 | 3.2 | 3.6897
2014-06-21 | 1.2 | 0.97322
2014-06-22 | 0 | 0
2014-06-23 | 15.4 | 15.025
2014-06-24 | 1.2 | 1.2441
2014-06-25 | 0 | 0
2014-06-26 | 5.8 | 5.8237
2014-06-27 | 20.4 | 16.6442
2014-06-28 | 20.4 | 20.9606
2014-06-29 | 0.6 | 0.71474
2014-06-30 | 0 | 0
2014-07-01 | 0 | 0
2014-07-02 | 1.8 | 1.9412
2014-07-03 | 6.2 | 5.4756
2014-07-04 | 9.4 | 8.466
2014-07-05 | 26.6 | 25.7783
2014-07-06 | 13.6 | 13.2325
2014-07-07 | 0 | 0
2014-07-08 | 0 | 0
2014-07-09 | 0 | 0
2014-07-10 | 0 | 0
2014-07-11 | 0 | 0
2014-07-12 | 0 | 0
2014-07-13 | 0 | 0
2014-07-14 | 0 | 0
2014-07-15 | 0 | 0
2014-07-16 | 0 | 0
2014-07-17 | 0 | 0
2014-07-18 | 37 | 42.7218
2014-07-19 | 1.8 | 1.9985
2014-07-20 | 0 | 0
2014-07-21 | 0 | 0
2014-07-22 | 8 | 7.0469
2014-07-23 | 18.2 | 19.629
2014-07-24 | 0.6 | 0.65459
2014-07-25 | 0 | 0
2014-07-26 | 0 | 0
2014-07-27 | 0 | 0
2014-07-28 | 0 | 0
2014-07-29 | 0 | 0
2014-07-30 | 0 | 0
2014-07-31 | 0 | 0
2014-08-01 | 0 | 0
2014-08-02 | 0 | 0
2014-08-03 | 0 | 0
2014-08-04 | 0 | 0
2014-08-05 | 0 | 0
2014-08-06 | 0 | 0
2014-08-07 | 0 | 0
2014-08-08 | 0 | 0
2014-08-09 | 0 | 0
2014-08-10 | 0 | 0
2014-08-11 | 0 | 0
2014-08-12 | 0 | 0
2014-08-13 | 0 | 0
2014-08-14 | 0 | 0
2014-08-15 | 0 | 0
2014-08-16 | 0 | 0
2014-08-17 | 0 | 0
2014-08-18 | 0 | 0
2014-08-19 | 0 | 0
2014-08-20 | 0 | 0
2014-08-21 | 0 | 0
2014-08-22 | 0 | 0
2014-08-23 | 0 | 0
2014-08-24 | 0 | 0
2014-08-25 | 0 | 0
2014-08-26 | 0 | 0
2014-08-27 | 0 | 0
2014-08-28 | 0.4 | 0.33631
2014-08-29 | 7.8 | 8.7917
2014-08-30 | 3.6 | 3.6391
2014-08-31 | 10.6 | 8.8774
2014-09-01 | 3.2 | 3.7977
2014-09-02 | 6.2 | 6.5962
2014-09-03 | 0 | 0
2014-09-04 | 0 | 0
2014-09-05 | 0 | 0
2014-09-06 | 0 | 0
2014-09-07 | 0 | 0
2014-09-08 | 0 | 0
2014-09-09 | 0 | 0
2014-09-10 | 0 | 0
2014-09-11 | 0 | 0
2014-09-12 | 0 | 0
2014-09-13 | 0 | 0
2014-09-14 | 0 | 0
2014-09-15 | 0 | 0
2014-09-16 | 0 | 0
2014-09-17 | 0 | 0
2014-09-18 | 26.4 | 30.8073
2014-09-19 | 0.4 | 0.44713
2014-09-20 | 0 | 0
2014-09-21 | 2 | 2.1621
2014-09-22 | 12.4 | 13.5405
2014-09-23 | 29.4 | 26.991
2014-09-24 | 1.6 | 1.9084
2014-09-25 | 0.6 | 0.62656
2014-09-26 | 8.2 | 6.6971
2014-09-27 | 0 | 0
2014-09-28 | 12.4 | 10.9535
2014-09-29 | 5.6 | 6.6092
2014-09-30 | 0 | 0
2014-10-01 | 0 | 0
2014-10-02 | 0 | 0
2014-10-03 | 57.8 | 63.126
2014-10-04 | 6 | 5.0581
2014-10-05 | 9.2 | 10.7905
2014-10-06 | 0.4 | 0.42732
2014-10-07 | 0 | 0
2014-10-08 | 1.4 | 1.6301
2014-10-09 | 1.8 | 1.6507
2014-10-10 | 17.8 | 15.0467
2014-10-11 | 15.4 | 12.6738
2014-10-12 | 33 | 28.367
2014-10-13 | 31.4 | 34.5475
2014-10-14 | 28.4 | 26.9746
2014-10-15 | 6.4 | 5.1738
2014-10-16 | 17.2 | 15.5602
2014-10-17 | 27 | 25.3147
2014-10-18 | 16.8 | 19.3119
2014-10-19 | 46.2 | 52.7513
2014-10-20 | 10.8 | 9.779
2014-10-21 | 40.2 | 33.0528
2014-10-22 | 21.4 | 18.1299
2014-10-23 | 9.4 | 8.2869
2014-10-24 | 1.6 | 1.6
2014-10-25 | 21.8 | 25.1157
2014-10-26 | 2.4 | 2.1518
2014-10-27 | 33.6 | 28.3392
2014-10-28 | 24.4 | 20.2732
2014-10-29 | 7 | 8.0168
2014-10-30 | 9 | 8.9377
2014-10-31 | 15 | 16.4914
2014-11-01 | 6.4 | 6.7754
2014-11-02 | 37.6 | 38.0097
2014-11-03 | 35.2 | 41.2006
2014-11-04 | 9 | 9.5498
2014-11-05 | 4.4 | 5.0144
2014-11-06 | 20.2 | 17.1403
2014-11-07 | 1.4 | 1.3196
2014-11-08 | 34 | 39.4626
2014-11-09 | 0 | 0
2014-11-10 | 0 | 0
2014-11-11 | 0 | 0
2014-11-12 | 0 | 0
2014-11-13 | 0 | 0
2014-11-14 | 0 | 0
2014-11-15 | 0 | 0
2014-11-16 | 0 | 0
2014-11-17 | 0 | 0
2014-11-18 | 0 | 0
2014-11-19 | 3.4 | 3.9562
2014-11-20 | 29.4 | 25.1581
2014-11-21 | 32.8 | 27.9724
2014-11-22 | 25.6 | 29.0011
2014-11-23 | 15.2 | 14.9841
2014-11-24 | 60.6 | 65.4073
2014-11-25 | 15 | 12.5203
2014-11-26 | 43 | 36.3993
2014-11-27 | 15 | 16.6838
2014-11-28 | 0 | 0
2014-11-29 | 0 | 0
2014-11-30 | 0 | 0
2014-12-01 | 0 | 0
2014-12-02 | 0 | 0
2014-12-03 | 0 | 0
2014-12-04 | 1.2 | 1.0537
2014-12-05 | 45.4 | 43.4274
2014-12-06 | 0.8 | 0.9367
2014-12-07 | 15.2 | 16.4663
2014-12-08 | 48.6 | 50.3748
2014-12-09 | 34.2 | 29.056
2014-12-10 | 4.4 | 5.1011
2014-12-11 | 17.8 | 16.9301
2014-12-12 | 1.4 | 1.225
2014-12-13 | 1 | 0.84867
2014-12-14 | 0 | 0
2014-12-15 | 9 | 8.5191
2014-12-16 | 20.2 | 18.7259
2014-12-17 | 0.8 | 0.84479
2014-12-18 | 24.6 | 23.5973
2014-12-19 | 0 | 0
2014-12-20 | 0 | 0
2014-12-21 | 8.8 | 10.0415
2014-12-22 | 11.6 | 12.5403
2014-12-23 | 10 | 10.2319
2014-12-24 | 2.2 | 2.336
2014-12-25 | 0.6 | 0.52323
2014-12-26 | 10.2 | 9.3839
2014-12-27 | 5.4 | 5.6276
2014-12-28 | 0 | 0
2014-12-29 | 0 | 0
2014-12-30 | 0 | 0
2014-12-31 | 0 | 0

## Station 1 - 2015
Date | Daily Rainfall (mm)
2015-01-01 | 7.8
2015-01-02 | 1
2015-01-03 | 13.4
2015-01-04 | 64.2
2015-01-05 | 32.2
2015-01-06 | 2.8
2015-01-07 | 0
2015-01-08 | 0
2015-01-09 | 0.8
2015-01-10 | 0
2015-01-11 | 0
2015-01-12 | 0
2015-01-13 | 0
2015-01-14 | 0.4
2015-01-15 | 35.4
2015-01-16 | 6
2015-01-17 | 20.4
2015-01-18 | 16.6
2015-01-19 | 2.6
2015-01-20 | 0.4
2015-01-21 | 18.4
2015-01-22 | 14
2015-01-23 | 90.8
2015-01-24 | 40
2015-01-25 | 1.8
2015-01-26 | 2.8
2015-01-27 | 2.8
2015-01-28 | 0
2015-01-29 | 0
2015-01-30 | 0.6
2015-01-31 | 5.8
2015-02-01 | 8
2015-02-02 | 27
2015-02-03 | 0.6
2015-02-04 | 36
2015-02-05 | 27.2
2015-02-06 | 28.2
2015-02-07 | 39.2
2015-02-08 | 6.6
2015-02-09 | 3.2
2015-02-10 | 0.2
2015-02-11 | 19.6
2015-02-12 | 30.4
2015-02-13 | 19
2015-02-14 | 0.2
2015-02-15 | 0
2015-02-16 | 0
2015-02-17 | 0
2015-02-18 | 4
2015-02-19 | 11
2015-02-20 | 0.4
2015-02-21 | 0
2015-02-22 | 0
2015-02-23 | 0
2015-02-24 | 0.2
2015-02-25 | 4.6
2015-02-26 | 8.8
2015-02-27 | 0.4
2015-02-28 | 0
2015-03-01 | 1.2
2015-03-02 | 0
2015-03-03 | 0
2015-03-04 | 0.4
2015-03-05 | 1.8
2015-03-06 | 0.8
2015-03-07 | 0
2015-03-08 | 0.4
2015-03-09 | 0.4
2015-03-10 | 2.8
2015-03-11 | 13.6
2015-03-12 | 8.6
2015-03-13 | 17.4
2015-03-14 | 0.6
2015-03-15 | 0
2015-03-16 | 0
2015-03-17 | 0
2015-03-18 | 31
2015-03-19 | 35.4
2015-03-20 | 28.6
2015-03-21 | 0
2015-03-22 | 7
2015-03-23 | 9.6
2015-03-24 | 18.2
2015-03-25 | 104.4
2015-03-26 | 33.2
2015-03-27 | 26.2
2015-03-28 | 68.8
2015-03-29 | 10
2015-03-30 | 37.7
2015-03-31 | 11.6
2015-04-01 | 0
2015-04-02 | 33.7
2015-04-03 | 9
2015-04-04 | 8.4
2015-04-05 | 0.6
2015-04-06 | 0
2015-04-07 | 0
2015-04-08 | 0
2015-04-09 | 3.2
2015-04-10 | 40.2
2015-04-11 | 9.2
2015-04-12 | 24.4
2015-04-13 | 16.2
2015-04-14 | 1.5
2015-04-15 | 37.2
2015-04-16 | 3
2015-04-17 | 0
2015-04-18 | 0
2015-04-19 | 0
2015-04-20 | 1.1
2015-04-21 | 0.4
2015-04-22 | 8.2
2015-04-23 | 8.4
2015-04-24 | 1.8
2015-04-25 | 0
2015-04-26 | 4.2
2015-04-27 | 22.4
2015-04-28 | 15.4
2015-04-29 | 27.6
2015-04-30 | 4.8
2015-05-01 | 0.8
2015-05-02 | 0
2015-05-03 | 0
2015-05-04 | 19.8
2015-05-05 | 0.4
2015-05-06 | 0
2015-05-07 | 0
2015-05-08 | 0
2015-05-09 | 0
2015-05-10 | 0.4
2015-05-11 | 0
2015-05-12 | 0
2015-05-13 | 0
2015-05-14 | 0
2015-05-15 | 0
2015-05-16 | 0.2
2015-05-17 | 0
2015-05-18 | 0
2015-05-19 | 0
2015-05-20 | 0
2015-05-21 | 0
2015-05-22 | 0.2
2015-05-23 | 0.2
2015-05-24 | 0
2015-05-25 | 0
2015-05-26 | 0
2015-05-27 | 0
2015-05-28 | 0
2015-05-29 | 0
2015-05-30 | 0
2015-05-31 | 0
2015-06-01 | 7.4
2015-06-02 | 2.8
2015-06-03 | 0
2015-06-04 | 0
2015-06-05 | 0
2015-06-06 | 0
2015-06-07 | 0
2015-06-08 | 0
2015-06-09 | 0
2015-06-10 | 0
2015-06-11 | 0
2015-06-12 | 0
2015-06-13 | 0
2015-06-14 | 0
2015-06-15 | 0
2015-06-16 | 0
2015-06-17 | 0
2015-06-18 | 7
2015-06-19 | 0
2015-06-20 | 0
2015-06-21 | 0
2015-06-22 | 0
2015-06-23 | 1.4
2015-06-24 | 13.4
2015-06-25 | 4
2015-06-26 | 0
2015-06-27 | 0
2015-06-28 | 0
2015-06-29 | 0
2015-06-30 | 0
2015-07-01 | 0
2015-07-02 | 0
2015-07-03 | 0
2015-07-04 | 0
2015-07-05 | 0
2015-07-06 | 0
2015-07-07 | 0.2
2015-07-08 | 0
2015-07-09 | 1
2015-07-10 | 1.2
2015-07-11 | 2.4
2015-07-12 | 4
2015-07-13 | 0
2015-07-14 | 0
2015-07-15 | 0
2015-07-16 | 0
2015-07-17 | 0
2015-07-18 | 0
2015-07-19 | 0
2015-07-20 | 0.6
2015-07-21 | 0
2015-07-22 | 0
2015-07-23 | 8.4
2015-07-24 | 4
2015-07-25 | 4.2
2015-07-26 | 0
2015-07-27 | 0
2015-07-28 | 0
2015-07-29 | 0
2015-07-30 | 0
2015-07-31 | 0
2015-08-01 | 0
2015-08-02 | 0
2015-08-03 | 0
2015-08-04 | 0
2015-08-05 | 0
2015-08-06 | 3.2
2015-08-07 | 14.6
2015-08-08 | 24.4
2015-08-09 | 1.8
2015-08-10 | 0
2015-08-11 | 0
2015-08-12 | 0
2015-08-13 | 0
2015-08-14 | 0
2015-08-15 | 0
2015-08-16 | 0
2015-08-17 | 0
2015-08-18 | 0
2015-08-19 | 0
2015-08-20 | 0
2015-08-21 | 0
2015-08-22 | 0
2015-08-23 | 0
2015-08-24 | 0
2015-08-25 | 0
2015-08-26 | 0
2015-08-27 | 2.8
2015-08-28 | 10.4
2015-08-29 | 33.4
2015-08-30 | 26
2015-08-31 | 6
2015-09-01 | 15.8
2015-09-02 | 0.8
2015-09-03 | 2.4
2015-09-04 | 0
2015-09-05 | 1.6
2015-09-06 | 0
2015-09-07 | 29.6
2015-09-08 | 13
2015-09-09 | 1.4
2015-09-10 | 0
2015-09-11 | 0
2015-09-12 | 0
2015-09-13 | 0
2015-09-14 | 0
2015-09-15 | 2
2015-09-16 | 4
2015-09-17 | 2.8
2015-09-18 | 46.4
2015-09-19 | 86.8
2015-09-20 | 1.4
2015-09-21 | 4.2
2015-09-22 | 39.8
2015-09-23 | 29.8
2015-09-24 | 11.8
2015-09-25 | 1.6
2015-09-26 | 0
2015-09-27 | 0
2015-09-28 | 0
2015-09-29 | 0
2015-09-30 | 0
2015-10-01 | 0
2015-10-02 | 0
2015-10-03 | 0
2015-10-04 | 0
2015-10-05 | 0
2015-10-06 | 4
2015-10-07 | 15.6
2015-10-08 | 9.2
2015-10-09 | 26.4
2015-10-10 | 27
2015-10-11 | 37.6
2015-10-12 | 0.8
2015-10-13 | 0.6
2015-10-14 | 0
2015-10-15 | 0
2015-10-16 | 14.2
2015-10-17 | 6.4
2015-10-18 | 23.4
2015-10-19 | 0.6
2015-10-20 | 10.2
2015-10-21 | 4
2015-10-22 | 9.8
2015-10-23 | 0
2015-10-24 | 5.8
2015-10-25 | 4
2015-10-26 | 0
2015-10-27 | 6.8
2015-10-28 | 39
2015-10-29 | 40.6
2015-10-30 | 35.4
2015-10-31 | 21.2
2015-11-01 | 1.2
2015-11-02 | 0
2015-11-03 | 0
2015-11-04 | 3.4
2015-11-05 | 6
2015-11-06 | 44.2
2015-11-07 | 2.2
2015-11-08 | 1.6
2015-11-09 | 0
2015-11-10 | 20.5
2015-11-11 | 18.8
2015-11-12 | 59
2015-11-13 | 11.4
2015-11-14 | 0.6
2015-11-15 | 6
2015-11-16 | 55.4
2015-11-17 | 6.2
2015-11-18 | 0
2015-11-19 | 0
2015-11-20 | 0
2015-11-21 | 0
2015-11-22 | 0
2015-11-23 | 0
2015-11-24 | 0
2015-11-25 | 0
2015-11-26 | 0
2015-11-27 | 0
2015-11-28 | 0
2015-11-29 | 0
2015-11-30 | 13
2015-12-01 | 34.6
2015-12-02 | 27.4
2015-12-03 | 32.6
2015-12-04 | 27.2
2015-12-05 | 33.8
2015-12-06 | 22.4
2015-12-07 | 37.2
2015-12-08 | 27
2015-12-09 | 4.8
2015-12-10 | 12.2
2015-12-11 | 3.4
2015-12-12 | 23.8
2015-12-13 | 0
2015-12-14 | 2.4
2015-12-15 | 3
2015-12-16 | 2.2
2015-12-17 | 21.8
2015-12-18 | 25.5
2015-12-19 | 31.8
2015-12-20 | 22.6
2015-12-21 | 9
2015-12-22 | 35.8
2015-12-23 | 9.4
2015-12-24 | 0
2015-12-25 | 0
2015-12-26 | 26.2
2015-12-27 | 1.6
2015-12-28 | 0.2
2015-12-29 | 0
2015-12-30 | 0
2015-12-31 | 0

## Station 2 - 2015
Date | Daily Rainfall (mm)
2015-01-01 | 0
2015-01-02 | 1.4
2015-01-03 | 7.8
2015-01-04 | 29.6
2015-01-05 | 6
2015-01-06 | 0
2015-01-07 | 0
2015-01-08 | 0
2015-01-09 | 1
2015-01-10 | 0.6
2015-01-11 | 1.6
2015-01-12 | 0
2015-01-13 | 0
2015-01-14 | 0
2015-01-15 | 12.4
2015-01-16 | 1.6
2015-01-17 | 28.8
2015-01-18 | 1
2015-01-19 | 0
2015-01-20 | 0
2015-01-21 | 7.2
2015-01-22 | 5.2
2015-01-23 | 5.6
2015-01-24 | 6.6
2015-01-25 | 0
2015-01-26 | 0
2015-01-27 | 0.6
2015-01-28 | 0
2015-01-29 | 0
2015-01-30 | 0
2015-01-31 | 1.2
2015-02-01 | 1.8
2015-02-02 | 4
2015-02-03 | 1.4
2015-02-04 | 17
2015-02-05 | 39.6
2015-02-06 | 9.8
2015-02-07 | 11.4
2015-02-08 | 13.2
2015-02-09 | 11.8
2015-02-10 | 0.8
2015-02-11 | 1
2015-02-12 | 12.8
2015-02-13 | 16.2
2015-02-14 | 0
2015-02-15 | 0
2015-02-16 | 0
2015-02-17 | 0
2015-02-18 | 0
2015-02-19 | 0
2015-02-20 | 0
2015-02-21 | 0
2015-02-22 | 0
2015-02-23 | 0
2015-02-24 | 0
2015-02-25 | 1.6
2015-02-26 | 8.2
2015-02-27 | 0
2015-02-28 | 0
2015-03-01 | 2.2
2015-03-02 | 0
2015-03-03 | 0
2015-03-04 | 0
2015-03-05 | 0
2015-03-06 | 0
2015-03-07 | 0
2015-03-08 | 0
2015-03-09 | 0
2015-03-10 | 0.8
2015-03-11 | 6.4
2015-03-12 | 0.8
2015-03-13 | 8.4
2015-03-14 | 1
2015-03-15 | 0
2015-03-16 | 0
2015-03-17 | 0
2015-03-18 | 7.4
2015-03-19 | 10
2015-03-20 | 15.2
2015-03-21 | 0.2
2015-03-22 | 4.4
2015-03-23 | 8.2
2015-03-24 | 11.8
2015-03-25 | 5.4
2015-03-26 | 0
2015-03-27 | 12.8
2015-03-28 | 4.6
2015-03-29 | 11.8
2015-03-30 | 22
2015-03-31 | 2
2015-04-01 | 0
2015-04-02 | 0.4
2015-04-03 | 6.2
2015-04-04 | 1.4
2015-04-05 | 0
2015-04-06 | 0
2015-04-07 | 0
2015-04-08 | 0
2015-04-09 | 0
2015-04-10 | 3.4
2015-04-11 | 2.2
2015-04-12 | 5
2015-04-13 | 9.2
2015-04-14 | 0
2015-04-15 | 0
2015-04-16 | 0
2015-04-17 | 0
2015-04-18 | 0
2015-04-19 | 0
2015-04-20 | 0
2015-04-21 | 5
2015-04-22 | 0.8
2015-04-23 | 22.2
2015-04-24 | 6.8
2015-04-25 | 0.6
2015-04-26 | 0.4
2015-04-27 | 1.2
2015-04-28 | 0.8
2015-04-29 | 0
2015-04-30 | 1.6
2015-05-01 | 0
2015-05-02 | 0
2015-05-03 | 0
2015-05-04 | 0.4
2015-05-05 | 1.6
2015-05-06 | 0
2015-05-07 | 0
2015-05-08 | 0
2015-05-09 | 0
2015-05-10 | 0
2015-05-11 | 0
2015-05-12 | 9.4
2015-05-13 | 2.2
2015-05-14 | 0.4
2015-05-15 | 0
2015-05-16 | 0
2015-05-17 | 0
2015-05-18 | 0
2015-05-19 | 0
2015-05-20 | 0
2015-05-21 | 0
2015-05-22 | 0
2015-05-23 | 0
2015-05-24 | 0
2015-05-25 | 0
2015-05-26 | 0
2015-05-27 | 0
2015-05-28 | 0
2015-05-29 | 0
2015-05-30 | 0
2015-05-31 | 0
2015-06-01 | 5.8
2015-06-02 | 9.2
2015-06-03 | 0
2015-06-04 | 0
2015-06-05 | 0
2015-06-06 | 0
2015-06-07 | 0
2015-06-08 | 0
2015-06-09 | 0
2015-06-10 | 0
2015-06-11 | 0
2015-06-12 | 0
2015-06-13 | 0
2015-06-14 | 0
2015-06-15 | 0
2015-06-16 | 0
2015-06-17 | 0
2015-06-18 | 1.6
2015-06-19 | 0.4
2015-06-20 | 0
2015-06-21 | 0
2015-06-22 | 0
2015-06-23 | 0
2015-06-24 | 0
2015-06-25 | 0
2015-06-26 | 0
2015-06-27 | 0
2015-06-28 | 0
2015-06-29 | 0
2015-06-30 | 0
2015-07-01 | 0
2015-07-02 | 0
2015-07-03 | 0
2015-07-04 | 0
2015-07-05 | 0
2015-07-06 | 0
2015-07-07 | 0
2015-07-08 | 0
2015-07-09 | 0
2015-07-10 | 0
2015-07-11 | 10.8
2015-07-12 | 12
2015-07-13 | 0
2015-07-14 | 0
2015-07-15 | 0
2015-07-16 | 0
2015-07-17 | 0
2015-07-18 | 0
2015-07-19 | 0
2015-07-20 | 0
2015-07-21 | 0
2015-07-22 | 0
2015-07-23 | 0.4
2015-07-24 | 1
2015-07-25 | 10.8
2015-07-26 | 0.6
2015-07-27 | 0
2015-07-28 | 0
2015-07-29 | 0
2015-07-30 | 0
2015-07-31 | 0
2015-08-01 | 0
2015-08-02 | 0
2015-08-03 | 0
2015-08-04 | 6.6
2015-08-05 | 4.8
2015-08-06 | 0
2015-08-07 | 0.2
2015-08-08 | 5
2015-08-09 | 1
2015-08-10 | 0
2015-08-11 | 0
2015-08-12 | 0
2015-08-13 | 0
2015-08-14 | 9.8
2015-08-15 | 3
2015-08-16 | 0
2015-08-17 | 0
2015-08-18 | 0
2015-08-19 | 0
2015-08-20 | 0
2015-08-21 | 0
2015-08-22 | 0
2015-08-23 | 0
2015-08-24 | 0
2015-08-25 | 0
2015-08-26 | 0
2015-08-27 | 3
2015-08-28 | 6.8
2015-08-29 | 16.2
2015-08-30 | 6.2
2015-08-31 | 14.2
2015-09-01 | 1.6
2015-09-02 | 9.4
2015-09-03 | 0.6
2015-09-04 | 0
2015-09-05 | 0.2
2015-09-06 | 0.2
2015-09-07 | 4
2015-09-08 | 0
2015-09-09 | 0
2015-09-10 | 0
2015-09-11 | 0
2015-09-12 | 0
2015-09-13 | 0
2015-09-14 | 0
2015-09-15 | 3.2
2015-09-16 | 6.4
2015-09-17 | 2
2015-09-18 | 8.6
2015-09-19 | 9.8
2015-09-20 | 7.4
2015-09-21 | 0
2015-09-22 | 0
2015-09-23 | 8.4
2015-09-24 | 7.8
2015-09-25 | 0.4
2015-09-26 | 0
2015-09-27 | 0
2015-09-28 | 0
2015-09-29 | 0
2015-09-30 | 0
2015-10-01 | 0
2015-10-02 | 0
2015-10-03 | 0
2015-10-04 | 0
2015-10-05 | 0
2015-10-06 | 2.4
2015-10-07 | 9
2015-10-08 | 1
2015-10-09 | 15.6
2015-10-10 | 14.4
2015-10-11 | 7.8
2015-10-12 | 6
2015-10-13 | 0
2015-10-14 | 0
2015-10-15 | 0
2015-10-16 | 4.8
2015-10-17 | 1.8
2015-10-18 | 3.2
2015-10-19 | 4.2
2015-10-20 | 0
2015-10-21 | 6
2015-10-22 | 0
2015-10-23 | 0
2015-10-24 | 0.8
2015-10-25 | 0
2015-10-26 | 0
2015-10-27 | 6
2015-10-28 | 4.8
2015-10-29 | 10.2
2015-10-30 | 8
2015-10-31 | 10
2015-11-01 | 7.6
2015-11-02 | 0
2015-11-03 | 0
2015-11-04 | 4.6
2015-11-05 | 2
2015-11-06 | 15
2015-11-07 | 3.6
2015-11-08 | 4.4
2015-11-09 | 0
2015-11-10 | 9.6
2015-11-11 | 1.2
2015-11-12 | 8.2
2015-11-13 | 0.8
2015-11-14 | 2.4
2015-11-15 | 0.2
2015-11-16 | 8.2
2015-11-17 | 5.8
2015-11-18 | 0
2015-11-19 | 0
2015-11-20 | 0
2015-11-21 | 0
2015-11-22 | 1.8
2015-11-23 | 4.6
2015-11-24 | 0
2015-11-25 | 0
2015-11-26 | 0
2015-11-27 | 0
2015-11-28 | 0
2015-11-29 | 0
2015-11-30 | 4
2015-12-01 | 8.4
2015-12-02 | 39.2
2015-12-03 | 10.2
2015-12-04 | 6.4
2015-12-05 | 48.2
2015-12-06 | 16.8
2015-12-07 | 11
2015-12-08 | 11
2015-12-09 | 3.2
2015-12-10 | 9
2015-12-11 | 3
2015-12-12 | 35.2
2015-12-13 | 1
2015-12-14 | 0
2015-12-15 | 2
2015-12-16 | 0
2015-12-17 | 10.2
2015-12-18 | 5.4
2015-12-19 | 11.4
2015-12-20 | 2.4
2015-12-21 | 0.4
2015-12-22 | 4
2015-12-23 | 10.8
2015-12-24 | 0.6
2015-12-25 | 0
2015-12-26 | 6.4
2015-12-27 | 2.4
2015-12-28 | 0
2015-12-29 | 0
2015-12-30 | 0
2015-12-31 | 0

## Station 3 - 2013
Date | Daily Rainfall (mm)
2013-01-01 | 0
2013-01-02 | 0
2013-01-03 | 0
2013-01-04 | 0
2013-01-05 | 4.4
2013-01-06 | 5.6
2013-01-07 | 5
2013-01-08 | 2.6
2013-01-09 | 0.2
2013-01-10 | 0
2013-01-11 | 0
2013-01-12 | 0
2013-01-13 | 0
2013-01-14 | 0
2013-01-15 | 1
2013-01-16 | 1.2
2013-01-17 | 2.2
2013-01-18 | 0
2013-01-19 | 0
2013-01-20 | 0
2013-01-21 | 0
2013-01-22 | 0.2
2013-01-23 | 6.4
2013-01-24 | 2.2
2013-01-25 | 0.2
2013-01-26 | 1.6
2013-01-27 | 4.6
2013-01-28 | 10.4
2013-01-29 | 10.8
2013-01-30 | 6.2
2013-01-31 | 1.4
2013-02-01 | 0
2013-02-02 | 1
2013-02-03 | 8
2013-02-04 | 1.6
2013-02-05 | 3.8
2013-02-06 | 0.2
2013-02-07 | 1.6
2013-02-08 | 0.2
2013-02-09 | 0
2013-02-10 | 1
2013-02-11 | 1.4
2013-02-12 | 4.6
2013-02-13 | 3
2013-02-14 | 5.6
2013-02-15 | 2.4
2013-02-16 | 0
2013-02-17 | 0
2013-02-18 | 0
2013-02-19 | 0
2013-02-20 | 2.2
2013-02-21 | 9
2013-02-22 | 10.6
2013-02-23 | 4.6
2013-02-24 | 23.6
2013-02-25 | 1.6
2013-02-26 | 2.2
2013-02-27 | 0.2
2013-02-28 | 8.6
2013-03-01 | 20
2013-03-02 | 4.4
2013-03-03 | 0
2013-03-04 | 0
2013-03-05 | 0
2013-03-06 | 0
2013-03-07 | 0
2013-03-08 | 0
2013-03-09 | 0.8
2013-03-10 | 0
2013-03-11 | 4
2013-03-12 | 22.8
2013-03-13 | 25.2
2013-03-14 | 5.6
2013-03-15 | 1.4
2013-03-16 | 0
2013-03-17 | 1.8
2013-03-18 | 0
2013-03-19 | 7.6
2013-03-20 | 3
2013-03-21 | 0
2013-03-22 | 0
2013-03-23 | 0
2013-03-24 | 0
2013-03-25 | 0.4
2013-03-26 | 0.8
2013-03-27 | 0
2013-03-28 | 0
2013-03-29 | 0
2013-03-30 | 0
2013-03-31 | 0
2013-04-01 | 0
2013-04-02 | 0
2013-04-03 | 0
2013-04-04 | 9.8
2013-04-05 | 2.2
2013-04-06 | 3.4
2013-04-07 | 0
2013-04-08 | 2
2013-04-09 | 0
2013-04-10 | 1.2
2013-04-11 | 1
2013-04-12 | 8.4
2013-04-13 | 0
2013-04-14 | 0
2013-04-15 | 0
2013-04-16 | 0
2013-04-17 | 0
2013-04-18 | 8.2
2013-04-19 | 0.8
2013-04-20 | 0
2013-04-21 | 0
2013-04-22 | 0
2013-04-23 | 0
2013-04-24 | 0.6
2013-04-25 | 1.2
2013-04-26 | 18.6
2013-04-27 | 2.8
2013-04-28 | 7
2013-04-29 | 0
2013-04-30 | 0.2
2013-05-01 | 0.2
2013-05-02 | 1
2013-05-03 | 0
2013-05-04 | 0
2013-05-05 | 0
2013-05-06 | 0
2013-05-07 | 0
2013-05-08 | 0
2013-05-09 | 0
2013-05-10 | 0
2013-05-11 | 21.8
2013-05-12 | 9.1
2013-05-13 | 1
2013-05-14 | 2.6
2013-05-15 | 1.2
2013-05-16 | 0
2013-05-17 | 0.4
2013-05-18 | 1.6
2013-05-19 | 0
2013-05-20 | 2.8
2013-05-21 | 3.6
2013-05-22 | 0.4
2013-05-23 | 9.4
2013-05-24 | 1.4
2013-05-25 | 1.2
2013-05-26 | 2.2
2013-05-27 | 0.8
2013-05-28 | 0.4
2013-05-29 | 2.4
2013-05-30 | 3.6
2013-05-31 | 0.2
2013-06-01 | 0.6
2013-06-02 | 0
2013-06-03 | 0
2013-06-04 | 0.4
2013-06-05 | 0
2013-06-06 | 11.4
2013-06-07 | 1.6
2013-06-08 | 2.8
2013-06-09 | 0.6
2013-06-10 | 1.2
2013-06-11 | 19.6
2013-06-12 | 7.4
2013-06-13 | 0.2
2013-06-14 | 0
2013-06-15 | 1.2
2013-06-16 | 0.4
2013-06-17 | 2.4
2013-06-18 | 1.8
2013-06-19 | 6.8
2013-06-20 | 5.4
2013-06-21 | 0
2013-06-22 | 0
2013-06-23 | 0.8
2013-06-24 | 7
2013-06-25 | 0
2013-06-26 | 1.4
2013-06-27 | 2
2013-06-28 | 3.4
2013-06-29 | 0
2013-06-30 | 0
2013-07-01 | 1.6
2013-07-02 | 0.2
2013-07-03 | 0
2013-07-04 | 0
2013-07-05 | 0
2013-07-06 | 0
2013-07-07 | 0
2013-07-08 | 0.6
2013-07-09 | 0.2
2013-07-10 | 3.4
2013-07-11 | 2.8
2013-07-12 | 0.2
2013-07-13 | 2.2
2013-07-14 | 1.4
2013-07-15 | 0
2013-07-16 | 0
2013-07-17 | 0
2013-07-18 | 0
2013-07-19 | 0
2013-07-20 | 0
2013-07-21 | 0
2013-07-22 | 0
2013-07-23 | 0
2013-07-24 | 0
2013-07-25 | 0
2013-07-26 | 0
2013-07-27 | 0
2013-07-28 | 0
2013-07-29 | 0
2013-07-30 | 0
2013-07-31 | 5.4
2013-08-01 | 0.4
2013-08-02 | 0
2013-08-03 | 0
2013-08-04 | 0
2013-08-05 | 0
2013-08-06 | 0
2013-08-07 | 0
2013-08-08 | 0
2013-08-09 | 0
2013-08-10 | 0
2013-08-11 | 0.4
2013-08-12 | 4.4
2013-08-13 | 1
2013-08-14 | 0.4
2013-08-15 | 8.4
2013-08-16 | 4.4
2013-08-17 | 4.4
2013-08-18 | 14.8
2013-08-19 | 5.6
2013-08-20 | 1.2
2013-08-21 | 0.4
2013-08-22 | 0.6
2013-08-23 | 5.2
2013-08-24 | 1.4
2013-08-25 | 0
2013-08-26 | 0
2013-08-27 | 0.4
2013-08-28 | 1.2
2013-08-29 | 4
2013-08-30 | 0
2013-08-31 | 0
2013-09-01 | 0
2013-09-02 | 0
2013-09-03 | 4.8
2013-09-04 | 0
2013-09-05 | 0
2013-09-06 | 0
2013-09-07 | 0
2013-09-08 | 0
2013-09-09 | 0
2013-09-10 | 0
2013-09-11 | 0
2013-09-12 | 0
2013-09-13 | 0
2013-09-14 | 0
2013-09-15 | 0.6
2013-09-16 | 0
2013-09-17 | 0.8
2013-09-18 | 1.2
2013-09-19 | 0.8
2013-09-20 | 1.4
2013-09-21 | 1.4
2013-09-22 | 5
2013-09-23 | 1.2
2013-09-24 | 1.6
2013-09-25 | 0
2013-09-26 | 4
2013-09-27 | 1.6
2013-09-28 | 11
2013-09-29 | 5
2013-09-30 | 2.2
2013-10-01 | 0
2013-10-02 | 0
2013-10-03 | 1.2
2013-10-04 | 28.4
2013-10-05 | 26
2013-10-06 | 8.8
2013-10-07 | 10.6
2013-10-08 | 0
2013-10-09 | 1.2
2013-10-10 | 0
2013-10-11 | 0
2013-10-12 | 0
2013-10-13 | 0
2013-10-14 | 0
2013-10-15 | 1
2013-10-16 | 0
2013-10-17 | 0
2013-10-18 | 0
2013-10-19 | 0
2013-10-20 | 0
2013-10-21 | 0
2013-10-22 | 0
2013-10-23 | 0
2013-10-24 | 0
2013-10-25 | 0
2013-10-26 | 9.6
2013-10-27 | 0
2013-10-28 | 0
2013-10-29 | 0
2013-10-30 | 14.1
2013-10-31 | 2
2013-11-01 | 0.8
2013-11-02 | 0
2013-11-03 | 0
2013-11-04 | 1.2
2013-11-05 | 3
2013-11-06 | 3.2
2013-11-07 | 3.2
2013-11-08 | 5.6
2013-11-09 | 0
2013-11-10 | 0
2013-11-11 | 1.8
2013-11-12 | 9.6
2013-11-13 | 8.8
2013-11-14 | 1.4
2013-11-15 | 11.8
2013-11-16 | 0
2013-11-17 | 4.6
2013-11-18 | 0
2013-11-19 | 0
2013-11-20 | 0
2013-11-21 | 0.6
2013-11-22 | 0
2013-11-23 | 5
2013-11-24 | 4.4
2013-11-25 | 0
2013-11-26 | 0.2
2013-11-27 | 3.6
2013-11-28 | 2.4
2013-11-29 | 10.2
2013-11-30 | 26.6
2013-12-01 | 5.4
2013-12-02 | 0
2013-12-03 | 0
2013-12-04 | 0
2013-12-05 | 0
2013-12-06 | 0
2013-12-07 | 0
2013-12-08 | 0
2013-12-09 | 0
2013-12-10 | 0
2013-12-11 | 3.2
2013-12-12 | 1.8
2013-12-13 | 10.4
2013-12-14 | 26
2013-12-15 | 0.8
2013-12-16 | 11.8
2013-12-17 | 4.6
2013-12-18 | 0
2013-12-19 | 0
2013-12-20 | 3.8
2013-12-21 | 7.6
2013-12-22 | 20.6
2013-12-23 | 1.4
2013-12-24 | 3.8
2013-12-25 | 25.6
2013-12-26 | 24.8
2013-12-27 | 2.2
2013-12-28 | 21.8
2013-12-29 | 2.4
2013-12-30 | 2.8
2013-12-31 | 0.2